## Guide
Overview
This file is an analysis of potential data sharing needs for a high CER future. It documents detailed Use Cases, identifies associated Information Objects, and categorises those objects and their sharing arrangements to identify prospective Data sharing needs.
The Use Cases (UCs) were identified and plotted as part of a detailed Industry Capability Model. UC Group Diagrams depict use cases and roles that identify functions / activities where data is required and shared between industry participants. These UC Group Diagrams are available through consult.dcceew.gov.au. There were four (4) Use Case Groups formed from the Capability Model, namely:
(a) Planning & Oversight (PO)
(b) Connect & Integrate (CI)
(c) Operate and Trade in Normal Conditions (OTN)
(d) Operate and Trade in Emergency Conditions (OTE)
Each Use Case has therefore been identified using the prefix for the Group it belongs to, eg. the Use case "Update CER Asset Data registry" is undertaken during the Connect and Integrate phase with an ID of CI21
Below is a Glossary describing the nature and content for each field shown in the Data Categorisation table. It outlines approaches available to interested stakeholders to query the Information Objects, Information Categories, or Sharing Categorisations associated with each Use Case
Important Notes:
1. As part of the Data Sharing Arrangements framework project, some Use Cases were further detailed into Activity Diagrams (sample process flows) to expand upon discrete role requirements and to highlight further data needs of some functions. Those UCs further detailed in this way are shown by:
(a) The Activity Diagram identified in Column B
(b) The UC ID# (Column E) includes a ".s" suffix, eg. CI01.s
2. The full Categorisation analysis was undertaken only for:
(a) Use Cases
(b) Use Case steps (".s") which included Information Objects or Categories that were different to those used in the headline Use Case
3. Information Objects: for the purposes of the analysis, a single Information Object is shown as being associated with each Use Case. The names for these objects reflect the nature of the Use case and do not necessarily represent existing (or prospective) objects.
4. Information Categories: all Information objects have been grouped into Information Categories. The Information Categories used are listed and defined in the Information Category Definition tab.
5. Process approach: It is acknowledged that the approach used is process-based - we have sought to identify, broadly and deeply, the functional requirements for data sharing in a high CER system. This means that for some Use Cases (or steps), there is not necessarily an Information Object being "shared", rather an activity or decision is being undertaken based upon prior sharing of data. For example - CI14: Provide and maintain connection portal - involves an overarching activity to manage a portal (which does share data). Nevertheless, to avoid gaps (blank fields) in the analysis at this stage, an Information Object has been specified for these types of Use cases.
Glossary
A description of the fields shown in the Data categorisation sheet is provided below.
Column Names | Definition | Subcategory | Definition | Usage
Lifecycle | CER Lifecycle stage (or Domain) as identified in the Capability Model | Not Applicable |  | For Tracking purpose only
Activity Diagram | Activity Diagram in which the use case may be found. In case of blanks, use case has not been mapped in the activity diagrams created for DSMO workstream |  |  | For Tracking purpose only
Information Object | The data or Information Object being shared for the use case |  |  | Use filters on this column to identify the different characteristics for Information Objects - Initiators, Receivers, Interfaces, Frequencies, Latencies, Sensitivities, the current state of quality, and an Initial Gap rationale.
Information Category | The category of Information being shared. Information Category Definitions are available in the 'Information Category Definition' sheet |  |  | Use Filters on this column to identify characteristics (as per above) plus understand which Objects comprise each Information Category
UC1# | Use Case ID from Use case group diagram |  |  | If the Use case is an activity (or step) as part of an Activity Diagram, the ID includes a ".s" suffix.
UC2# | If the Use case has been subjected to an Activity Diagram, this field is populated with the Use Case ID where a step may be mapped to multiple use cases in activity diagrams |  |  | If an activity / step is included in 2 use cases, this column is used to identify the 2nd use case against the step.
Step# | Step ID from Activity Diagram |  |  | This column is blank if the Use case has not been subjected to an activity diagram
Step/Use Case Name | The name of the Use case or the activity (step) if part of an Activity Diagram |  |  | Use Case Name is populated, unless it is an activity / step in an activity diagram and the Step Name is then used.
Initiator | who sends the data | I - Authorised Data Recipient | Role Definitions are defined by the DSMO workstream (not included here at this stage). However, most roles (and their function) should be clear via their name alone | Use Filter (Row 3) against any role to identify the information objects that role owns and will initiate the distribution for. Identify which roles receive the Object in the 'Receiver' columns (highlighted in green)
I- CER Conformance Assessor
I- CER Conformance Monitor
I- CER Customer
I- CER Cyber Coordinator
I- CER Data Exchange Coordinator
I- CER Device
I- CER Dispute Mediator
I- CER Enforcement Manager
I- CER Independent Expert
I- CER Installer / Remover
I- CER Regulator
I- Claim Manager
I- Communication Manager
I- Consumer (Electricity)
I- Customer Agent
I- Distributed Network Owner
I- Energy Supplier
I- Information Provider
I- Jurisdiction System Security Coordinator
I- Market Operator(Dx)
I- Market Operator(Tx)
I- Policy Maker
I- Public Key infrastructure (PKI) provider
I- Rule Maker
I- Supplier
I- System Operator(Dx)
I- System Operator (Tx)
I- Transmission Network Owner (TNO)
Receiver | who receives the data | R - Authorised Data Recipient | Role Definitions are defined by the DSMO workstream (not included here at this stage). However, most roles (and their function) should be clear via their name alone | Use Filter (Row 3) against any role to identify the information objects that role may receive.
R- CER Conformance Assessor
R- CER Conformance Monitor
R- CER Customer
R- CER Cyber Coordinator
R- CER Data Exchange Coordinator
R- CER Device
R- CER Dispute Mediator
R- CER Enforcement Manager
R- CER Independent Expert
R- CER Installer / Remover
R- CER Regulator
R- Claim Manager
R- Communication Manager
R- Consumer (Electricity)
R- Customer Agent
R- Distributed Network Owner
R- Energy Supplier
R- Information Provider
R- Jurisdiction System Security Coordinator
R- Market Operator(Dx)
R- Market Operator(Tx)
R- Policy Maker
R- Public Key infrastructure (PKI) provider
R- Rule Maker
R- Supplier
R- System Operator(Dx)
R- System Operator (Tx)
R- Transmission Network Owner (TNO)
Interfaces | how is data received | System to System | System generated data and delivered to another System | Use Filter (Row 3) on these Columns to identify the types of interfaces used for specific Information Categories or Objects
|  | System to Person | System-delivered data transfer (such as email)
|  | Person to Person | An interaction between 2 or more people, such as a phone call, where the Information is shared
|  | Person to System | Where a person inputs data into a system or portal
Minimum Frequency | The frequency of data being received | Minutes | per description | Use Filter (Row 3) on these columns to identify how often information objects will be received
|  | Hours | per description
|  | Days | per description
|  | Months | per description
|  | Years | per description
|  | On Demand | Event-driven, as required, instant response
Minimum Latency | How fast is data received | Minutes | per description | Use Filter (Row 3) on these columns to identify how fast information objects will be received when sent
|  | Hours | per description
|  | Days | per description
|  | Months | per description
|  | Years | per description
|  | Not Applicable | As per Frequency
Sensitivity | Data Classification (Confidentiality and impact of non-availability) | Public | Publicly available data, not considered confidential | Use Filter (Row 3) on these columns to identify how sensitive an information object is considered
|  | Restricted | Information is not public at the time of its sharing, or considered commercial in nature and sent only to select recipients. Any lapses in availability do not have a significant impact on safety, power system and market security, or consumer protections.
|  | Critical | Information that requires high availablity to maintain safety, power system and market security, and consumer protections. May or may not be sensitive to share.
Quality | Is data currently available, accurate and timely to facilitate the use case? | Issues | Data is not available, accurate and timely to facilitate the use case | Use Filter (Row 3) against these columns to identify how many information objects and use cases currently are considered to have data quality issues
|  | No Issues | Data is available, accurate and timely to all Roles that require it to perform the use case
Initial gap analysis | Do we have currently have any gap to execute the use case successfully? | Capability exists | There is no gap identified | Use Filter (Row 3) against these columns to review initial analysis on the gaps that have been identified against any use case
|  | Augmentation required | Changes identified in existing system, process or regulatory methods
|  | New capability required | May require a new capability
Not Identified
Rationale for Gap | Reasons identified for selecting a sub-category in 'Initial gap analysis' Column | Not Applicable

## Data Categorisation
[10 empty] | Initiator | [28 empty] | Receiver | [28 empty] | Interfaces |  |  |  | Minimum Frequency | [5 empty] | Minimum Latency | [5 empty] | Sensitivity |  |  | Quality
[10 empty] | who sends the data | [28 empty] | who receives the data | [28 empty] | how is data received |  |  |  | how often is data received | [5 empty] | how fast is data received | [5 empty] | Data Classification |  |  | Current State |  |  |  |  | Total Count of Use Cases | 54 | 63 | 35 | 105 | 44 | 58
Lifecycle | Activity Diagram | Major Outcome | Information Object | Information Category | Information Group | UC1# | UC2# | Step# | Step/Use Case Name | I - Authorised Data Recipient | I- CER Conformance Assessor | I- CER Conformance Monitor | I- CER Customer | I- CER Cyber Coordinator | I- CER Data Exchange Coordinator | I- CER Device | I- CER Dispute Mediator | I- CER Enforcement Manager | I- CER Independent Expert | I- CER Installer / Remover | I- CER Regulator | I- Claim Manager | I- Communication Manager | I- Consumer (Electricity) | I- Customer Agent | I- Distribution Network Owner | I- Energy Supplier | I- Information Provider | I- Jurisdiction System Security Coordinator | I- Market Operator(Dx) | I- Market Operator(Tx) | I- Policy Maker | I- Public Key infrastructure (PKI) provider | I- Rule Maker | I- Supplier | I- System Operator(Dx) | I- System Operator (Tx) | I- Transmission Network Owner (TNO) | R - Authorised Data Recipient | R- CER Conformance Assessor | R- CER Conformance Monitor | R- CER Customer | R- CER Cyber Coordinator | R- CER Data Exchange Coordinator | R- CER Device | R- CER Dispute Mediator | R- CER Enforcement Manager | R- CER Independent Expert | R- CER Installer / Remover | R- CER Regulator | R- Claim Manager | R- Communication Manager | R- Consumer (Electricity) | R- Customer Agent | R- Distribution Network Owner | R- Energy Supplier | R- Information Provider | R- Jurisdiction System Security Coordinator | R- Market Operator(Dx) | R- Market Operator(Tx) | R- Policy Maker | R- Public Key infrastructure (PKI) provider | R- Rule Maker | R- Supplier | R- System Operator(Dx) | R- System Operator (Tx) | R- Transmission Network Owner (TNO) | System to System | System to Person | Person to Person | Person to System | Frequency Minutes | Frequency Hours | Frequency Days | Frequency Months | Frequency Years | Frequency On Demand | Latency Minutes | Latency Hours | Latency Days | Latency Months | Latency Years | Latency Not Applicable | Public | Restricted | Critical | DQ Issues | No DQ Issues | Comments (existing issues) | x | Initial gap analysis | Rationale for Gap | CER Installation, Commissioning & Customer Enablement | Data Collection, Use & Quality | Device Standards & Control | Enabling Roles & Frameworks | Secure Operations, Protocols & Redundancy | Trusted Coordination, Data Sharing & Flexibility Services | Gap ID# | Gap
Connect | IMIC | Visibility & Predictability | Implementation Stories | CUSTOMER COMMS | OPERATIONS | CI01 |  | I.CE1 | Access to CER implementation stories | [18 empty] | 1 | [13 empty] | 1 | [10 empty] | 1 | [15 empty] | 1 | 1 | [6 empty] | 1 | [5 empty] | 1 | 1 |  |  |  | 1 |  |  | Capability exists
Connect | IMIC | Visibility & Predictability | Incentives | CER SERVICE OFFERS | CONTRACTS | CI02 |  | I.CE2 | Access to Incentive and subsidies information | [15 empty] | 1 |  |  | 1 | [13 empty] | 1 | [10 empty] | 1 | [15 empty] | 1 | 1 | [6 empty] | 1 | [5 empty] | 1 | 1 |  |  |  | 1 |  |  | Capability exists
Connect | IMIC | Visibility & Predictability | CER Offerings | CER SERVICE OFFERS | CONTRACTS | CI03 |  | I.CE4 | Find & compare CER offerings | [15 empty] | 1 |  |  | 1 | [13 empty] | 1 | [7 empty] | 1 |  |  | 1 | [15 empty] | 1 | 1 | [6 empty] | 1 | [5 empty] | 1 | 1 |  |  |  | 1 |  |  | Capability exists
Connect |  | Visibility & Predictability | Sales information | CER SERVICE OFFERS | CONTRACTS | CI04 |  |  | Procure & Get CER installed or upgraded |  |  |  | 1 |  |  | 1 | [7 empty] | 1 | [24 empty] | 1 |  |  |  |  | 1 | [9 empty] | 1 | [5 empty] | 1 | 1 | [5 empty] | 1 | [5 empty] | 1 |  | 1 |  |  | 1 |  |  | Capability exists
Connect | IMIC | Visibility & Predictability | CER Purchase Order | CER SERVICE OFFERS | CONTRACTS | CI04.s |  | I.C5 | Purchase CER device | [10 empty] | 1 |  |  |  |  | 1 | [9 empty] | 1 | [6 empty] | 1 | [10 empty] | 1 | [15 empty] | 1 | [7 empty] | 1 | [5 empty] | 1 | 1 |  |  |  | 1 |  |  | Capability exists
Connect | IMIC | Visibility & Predictability | CER Purchase Receipt | CER SERVICE OFFERS | CONTRACTS | CI04.s |  | I.I3 | Process purchase | [10 empty] | 1 |  |  |  |  | 1 | [9 empty] | 1 | [6 empty] | 1 | [10 empty] | 1 | [15 empty] | 1 | [7 empty] | 1 | [5 empty] | 1 | 1 |  |  |  | 1 |  |  | Capability exists
Connect | IMIC | Visibility & Predictability | CER Replacement Order | CER MASTER DATA | CER MASTER DATA | CI04.s |  | I.C2 | Verify CER device to be replaced or altered | [10 empty] | 1 | [21 empty] | 1 | [26 empty] | 1 | 1 | [6 empty] | 1 | [5 empty] | 1 | 1 |  |  | 1 |  | Existing warranty arrangements invoke replacement process & data requirement |  | Capability exists
Connect | IMIC | Visibility & Predictability | Opt In/Out | AGREEMENT | CONTRACTS | CI05 |  | I.C12 | Provide consent (opt in/opt out) |  |  |  | 1 | [35 empty] | 1 |  |  |  |  | 1 | 1 | [8 empty] | 1 | [5 empty] | 1 | 1 | [5 empty] | 1 | [5 empty] | 1 |  | 1 |  |  | 1 |  |  | Augmentation required | Lack of visibility to the ‘Opt-in’ process. Poor online application user experience​. ​Lack of consumer protection mechanisms​. Poor security of customer data​. | 1 |  |  | 1 |  | 1 | GVP01 GVP02 GS30 GS35
Connect | IMIC | Visibility & Predictability | Change Request | AGREEMENT | CONTRACTS | CI06 |  | I.C3 | Switch CER services and deals |  |  |  | 1 | [40 empty] | 1 | [15 empty] | 1 | 1 | [5 empty] | 1 | [5 empty] | 1 |  | 1 |  | 1 |  |  |  | Augmentation required | No market capability to facilitate Customer Agent switching (as role does not exist) No Customer Agent / Aggregator of last resort if an entity goes bust | 1 |  |  | 1 |  |  | GVP07 GVP04
Connect | IMIC | Visibility & Predictability | Consent | AGREEMENT | CONTRACTS | CI07 |  | I.C6 | Facilitate control of their CER |  |  |  | 1 | [31 empty] | 1 | [8 empty] | 1 | [13 empty] | 1 |  | 1 | [6 empty] | 1 | [5 empty] | 1 |  |  | 1 |  | 1 |  |  | Capability exists
Connect | IMIC | Visibility & Predictability | Customer registration data | TELEMETRY (DEVICE) | MEASUREMENTS | CI08 |  | I.C10 | Track own CER performance |  |  |  | 1 | [40 empty] | 1 | [16 empty] | 1 |  |  | 1 |  |  | 1 | [5 empty] | 1 |  | 1 |  | 1 |  | Performance monitoring capability is non-existent at present |  | Capability exists
Connect |  | Visibility & Predictability | Complaint | CUSTOMER COMMS | OPERATIONS | CI09 |  |  | Lodge complaints |  |  |  | 1 | [35 empty] | 1 |  |  |  |  | 1 | 1 | [8 empty] | 1 | [5 empty] | 1 | 1 | [5 empty] | 1 | [5 empty] | 1 |  | 1 |  |  | 1 |  |  | Capability exists
Connect | IMIC | Orchestration | Disconnection request | DISCONNECTION & DISPOSAL | CER MASTER DATA | CI10 |  | I.C1 | Initiate Disconnection and Disposing of CER |  |  |  | 1 | [33 empty] | 1 |  | 1 |  |  |  |  | 1 | [15 empty] | 1 | 1 | [5 empty] | 1 | [5 empty] | 1 |  | 1 |  |  | 1 |  |  | Augmentation required | Lack of standardised process or portal to streamline/manage coordination between CER Installer, DNSP and Customer Agent regarding decommissioning of CER | 1 | [5 empty] | GS35
Connect |  | Visibility & Predictability | Connection agreement | AGREEMENT | CONTRACTS | CI11 |  |  | Negotiate/Accept connection agreements |  |  |  | 1 | [41 empty] | 1 | [14 empty] | 1 | 1 | [5 empty] | 1 | [5 empty] | 1 |  | 1 |  |  | 1 |  |  | Capability exists
Connect | IMIC | Security | Connection portal | COMMISSIONING | CER MASTER DATA | CI12 |  | I.D4 | Establish communication pathway for emergency CER curtailment & DOEs | [16 empty] | 1 | [18 empty] | 1 | [6 empty] | 1 | [15 empty] | 1 | 1 | [7 empty] | 1 | [5 empty] | 1 |  |  | 1 | 1 |  |  |  | Augmentation required | Lack of provisions to ensure that installer configures the CER in accordance to the conditional approval. There is no mandatory compliance test. Lack of standardised process or portal to streamline/manage coordination between CER Installer, DNSP and Customer Agent. Lack of Cyber Informed Engineering in design such as alternative independent mechanisms of CER fleet monitoring that do not share a common mode of failure with the primary pathways. | 1 |  | 1 |  | 1 |  | GS01 GS03 GS08 GS11 GS12 GS35
Connect | IMIC | Security | Notification | COMMISSIONING | CER MASTER DATA | CI12.s |  | I.D5 | Notify installer that communication links have been established | [16 empty] | 1 | [22 empty] | 1 | [18 empty] | 1 |  |  |  | 1 | [5 empty] | 1 | [6 empty] | 1 |  | 1 |  |  |  | Augmentation required | Only SAPN has commissioning process while Installer at site | 1 | [5 empty] | GS03 GS35
Connect |  | Visibility & Predictability | Connection portal | COMMISSIONING | CER MASTER DATA | CI13 |  |  | Provide and maintain connection portal | [16 empty] | 1 | [22 empty] | 1 | [14 empty] | 1 |  |  |  | 1 |  |  | 1 | [5 empty] | 1 | [5 empty] | 1 |  | 1 |  |  | 1 |  |  | Augmentation required | Lack of ensurance that CER is compliant when connected to the network. CER compliant device list unavailable or difficult to access​. Poor online application user experience​. Lack of standardised process or portal to streamline/manage coordination between CER Installer, DNSP and Customer Agent, particularly across DNSP regions | 1 |  |  | 1 |  |  | GVP02 GS03 GS35
Connect |  | Visibility & Predictability | Connection agreement | AGREEMENT | CONTRACTS | CI14 |  |  | Develop Connections Agreements | [16 empty] | 1 | [23 empty] | 1 | [17 empty] | 1 |  | 1 | 1 | [5 empty] | 1 | [5 empty] | 1 | 1 |  |  |  | 1 |  |  | Augmentation required | Dynamic connection agreements not yet available across the NEM and WEM | 1 | [5 empty] | GVP05
Connect |  | Visibility & Predictability | Network Product catalogue | REGULATORY INSTRUMENT | REPORTS | CI15 |  |  | Establish and manage network tariff pricing options | [16 empty] | 1 | [22 empty] | 1 | [21 empty] | 1 | [5 empty] | 1 | [5 empty] | 1 | 1 |  |  |  | 1 |  |  | Augmentation required | Lack of standardised way to communicate dynamic network prices Lack of standardised/industry portal to obtain all current network tariff information - currently very inefficient for retailers / service providers to maintain accurate records | [5 empty] | 1 | GVP06
Connect | IMIC | Visibility & Predictability | Connection agreement | AGREEMENT | CONTRACTS | CI16 |  | I.D10 | Offer / Negotiate connection agreements | [16 empty] | 1 | [15 empty] | 1 | [27 empty] | 1 | [6 empty] | 1 | [5 empty] | 1 |  |  | 1 | 1 |  |  |  | Augmentation required | - Connections process for CER and transparency varies among networks making it more difficult for installers and customers to navigate and regulators to regulate. - Customer protections for CER/flexibility products do not yet exist | 1 |  |  | 1 |  |  | GS03 GS30 GS35 GVP05
Connect | IMIC | Visibility & Predictability | CER connection application | AGREEMENT | CONTRACTS | CI17 |  | I.D.i1 | Estabilish & manage DER network performance requirements | [16 empty] | 1 | [22 empty] | 1 | [18 empty] | 1 | [5 empty] | 1 | [8 empty] | 1 |  |  | 1 | 1 |  |  |  | Augmentation required | Lack of standardisation in network performance requirements across the NEM | 1 | [5 empty] | GS03
Connect | IMIC | Visibility & Predictability | Configuration guide | COMPLIANCE | CER MASTER DATA | CI17.s |  | I.10 | Configure installation and CER to requirements (including emergency backstops) | [16 empty] | 1 | [22 empty] | 1 | [18 empty] | 1 |  |  |  | 1 | [5 empty] | 1 | [7 empty] | 1 |  | 1 |  |  | Capability exists
Connect | IMIC | Visibility & Predictability | Network performance requirements | COMMISSIONING | CER MASTER DATA | CI17.s |  | I.I8 | Run onsite initial performance testing (including communications link) | [16 empty] | 1 | [22 empty] | 1 | [18 empty] | 1 | [5 empty] | 1 |  |  |  | 1 | [6 empty] | 1 |  | 1 |  | Only SAPN has commissioning process while Installer at site |  | Augmentation required | Only SAPN has commissioning process while Installer at site | 1 | [5 empty] | GS03
Connect |  | Visibility & Predictability | Connection Application | COMMISSIONING | CER MASTER DATA | CI18 |  |  | Apply for permission to connect to distribution network | [10 empty] | 1 | [34 empty] | 1 | [15 empty] | 1 | [5 empty] | 1 | [5 empty] | 1 |  | 1 |  |  | 1 |  |  | Augmentation required | Visibility constraints with the manual assessment pathway. CER compliant device list unavailable or difficult to access​. Lack of standardised process or portal to streamline/manage coordination between CER Installer, DNSP and Customer Agent. | 1 |  |  |  |  | 1 | GS35 GVP06
Connect | IMIC | Visibility & Predictability | CER order | CER SERVICE OFFERS | CONTRACTS | CI19 |  | I.I4 | Obtain CER device for installation | [15 empty] | 1 | [38 empty] | 1 |  |  |  | 1 |  |  | 1 | [5 empty] | 1 | [5 empty] | 1 |  | 1 |  |  | 1 |  |  | Capability exists
Connect | IMIC | Visibility & Predictability | CER Delivery notice | CER SERVICE OFFERS | CONTRACTS | CI19.s |  | I.I5 | Receive CER device from Supplier | [10 empty] | 1 | [34 empty] | 1 | [13 empty] | 1 |  |  |  |  | 1 | [5 empty] | 1 |  |  |  | 1 |  |  |  | 1 |  |  | Capability exists
Connect |  | Visibility & Predictability | Notification | CER MASTER DATA | CER MASTER DATA | CI20 |  |  | Install, Modify or remove CER | [10 empty] | 1 | [14 empty] | 1 | [6 empty] | 1 | [9 empty] | 1 | 1 | 1 | 1 | [15 empty] | 1 | [5 empty] | 1 | [5 empty] | 1 |  | 1 |  | 1 |  | Modifications to CER not necessarily recorded in DERR or known to DNSP |  | Capability exists
Connect | IMIC | Visibility & Predictability | Notification | COMMISSIONING | CER MASTER DATA | CI20.s |  | I.I7 | Receive notification that communication links have been established |  |  |  | 1 | [35 empty] | 1 |  |  |  |  | 1 | 1 | [12 empty] | 1 |  |  |  | 1 | [5 empty] | 1 | [7 empty] | 1 | 1 |  | Only SAPN has commissioning process while Installer at site |  | Augmentation required | Only SAPN has commissioning process while Installer at site | 1 | [5 empty] | GS03
Connect | IMIC | Visibility & Predictability | Shipping Notice | CER SERVICE OFFERS | CONTRACTS | CI20.s |  | C.Su4 | Ship CER device to CER installer |  |  |  | 1 | [35 empty] | 1 |  |  |  |  | 1 | 1 | [13 empty] | 1 |  |  |  | 1 | [5 empty] | 1 | [5 empty] | 1 |  |  | 1 |  |  | Capability exists
Connect | IMIC | Visibility & Predictability | CER Order | CER SERVICE OFFERS | CONTRACTS | CI20.s |  | C.Su3 | Receive order from CER installer | [25 empty] | 1 | [13 empty] | 1 |  |  |  |  | 1 | 1 | [13 empty] | 1 |  |  |  | 1 | [5 empty] | 1 | [5 empty] | 1 |  |  | 1 |  |  | Capability exists
Connect |  | Visibility & Predictability | CER metadata | CER MASTER DATA | CER MASTER DATA | CI21 |  |  | Update CER Asset Data registry | [10 empty] | 1 | [5 empty] | 1 | [17 empty] | 1 | [5 empty] | 1 |  | 1 |  | 1 | 1 | [10 empty] | 1 |  | 1 |  |  | 1 |  |  | 1 | [5 empty] | 1 |  |  |  |  | 1 |  | 1 |  | Rules require DNSPs to uptade the DERR every 21 days. This is too infrequent and is a barrier to market participation and visibilty. Possibly critical as accurate and timely standing data underpins all CER UCs and value |  | Augmentation required | Issues in accuracy of CER data. Lack of enforcement/validation for installers to update the register accurately and in a timely matter. Lack of clear practices for application, commissioning and installation data management​. Registry provides only lag indicators, once devices are installed, lead indicators (serial number when brought to country) could help pre-populate registry and remove some burden on installers by populating job forms Registry does not indicate whether CER at a site has a dynamic connection agreement (e.g. DOE), the default limits or maximum limits | 1 | 1 |  |  |  |  | GS03 GS06 GS35 GVP13
Connect | IMIC | Visibility & Predictability | CER metadata | CER MASTER DATA | CER MASTER DATA | CI21.s |  | I.D6 | Validate and update CER Asset Data registry(s) | [15 empty] | 1 | 1 | [17 empty] | 1 |  |  |  |  | 1 | 1 |  | 1 |  | 1 | 1 | [10 empty] | 1 |  | 1 | [5 empty] | 1 |  |  |  | 1 | [6 empty] | 1 |  | 1 |  | Significant issues relating to accuracy of CER standing data in DERR suggests inconsistent recording of CER asset data by installers. |  | Augmentation required | Significant issues relating to accuracy of CER standing data in DERR suggests inconsistent recording of CER asset data by installers. | 1 | 1 |  |  |  |  | GVP13 GS06
Connect | IMIC | Visibility & Predictability | Compliance approval | COMMISSIONING | CER MASTER DATA | CI21.s |  | I.D7 | Confirm compliance and send approval to operate | [15 empty] | 1 | 1 | [22 empty] | 1 | [18 empty] | 1 |  |  |  | 1 | [5 empty] | 1 | [6 empty] | 1 |  | 1 |  | Compliance with standard not checked at installation |  | Augmentation required | Compliance with standard not checked at installation | 1 | [5 empty] | GS35
Connect | CTS | Visibility & Predictability | CER standard | COMPLIANCE | CER MASTER DATA | CI22 |  | TC.Su2 | Manufacture CER | [25 empty] | 1 | [13 empty] | 1 | [18 empty] | 1 | 1 | [7 empty] | 1 | [5 empty] | 1 |  | 1 |  |  | 1 |  |  | Capability exists
Connect | CTS | Visibility & Predictability | CER standard | COMPLIANCE | CER MASTER DATA | CI22.s |  | TC.Su5 | CER product re-manufactured to technical and compliance standards |  | 1 | [52 empty] | 1 | [6 empty] | 1 |  |  |  | 1 | [5 empty] | 1 |  |  | 1 |  |  |  | 1 |  |  | Capability exists
Connect | IMIC | Visibility & Predictability | Product catalogue | CER SERVICE OFFERS | CONTRACTS | CI22.s |  | C.Su2 | Provide CER device information | [25 empty] | 1 | [13 empty] | 1 | [18 empty] | 1 |  |  |  | 1 | [5 empty] | 1 | [6 empty] | 1 |  |  | 1 |  |  | Capability exists
Connect |  | Visibility & Predictability | Certification notice | COMPLIANCE | CER MASTER DATA | CI23 |  |  | Certify, Test & Register CER for sale | [25 empty] | 1 |  |  |  |  | 1 | [9 empty] | 1 | [17 empty] | 1 |  |  | 1 | [5 empty] | 1 | [5 empty] | 1 | 1 |  |  | 1 |  | Issues in Data completeness |  | Augmentation required | Lack of oversight on technical standards and operation of CER devices​. Energy legislation fails to cover CER compliance​. |  |  | 1 | 1 |  |  | GS02 GS14
Connect | CTS | Visibility & Predictability | Certification application | COMPLIANCE | CER MASTER DATA | CI23.s |  | TC.Su4 | Submit CER device for certification testing | [25 empty] | 1 |  |  |  |  | 1 | [27 empty] | 1 |  |  |  |  | 1 | [5 empty] | 1 |  |  |  |  | 1 |  |  | 1 |  | Testing regime (authorised labs) has gaps, enables self-testing that can't be verified |  | Augmentation required | Self-testing arrangements enable loophole in satisfactory test arrangements |  |  | 1 |  |  |  | GS02
Connect | CTS | Visibility & Predictability | CER metadata | COMPLIANCE | CER MASTER DATA | CI23.s |  | TC.As4 | Receive CER/site data |  |  | 1 | [22 empty] | 1 |  |  |  |  | 1 | [27 empty] | 1 |  |  |  | 1 | [5 empty] | 1 | [7 empty] | 1 | 1 |  | Data quality of CER master data questionable with some DNSPs / jurisdictions |  | Augmentation required | Significant issues relating to accuracy of CER standing data in DERR |  |  | 1 |  |  |  | GS02
Connect | CTS | Visibility & Predictability | Notification | CONFORMANCE | FORECASTING | CI23.s |  | TC.As3 | Provide notification of product conformance |  | 1 | [38 empty] | 1 | [17 empty] | 1 |  |  |  |  | 1 | [5 empty] | 1 |  |  |  |  | 1 |  |  | 1 |  | Conformance frameworks for CER not defined |  | New capability required | Conformance frameworks to be established and implemented |  |  |  | 1 |  |  | GS14
Connect | CTS | Visibility & Predictability | Conformance test | CONFORMANCE | FORECASTING | CI23.s |  | TC.As1 | Assess conformance of the CER product with technical standards | [25 empty] | 1 |  |  |  |  | 1 | [27 empty] | 1 |  |  |  |  | 1 | [5 empty] | 1 |  |  |  |  | 1 |  |  | 1 |  | Conformance frameworks for CER not defined |  | New capability required | Conformance frameworks to be established and implemented |  |  |  | 1 |  |  | GS14
Connect |  | Visibility & Predictability | CER metadata | CER MASTER DATA | CER MASTER DATA | CI24 |  |  | Update CER registration details | [25 empty] | 1 | [14 empty] | 1 | [17 empty] | 1 |  |  | 1 | [5 empty] | 1 | [5 empty] | 1 | 1 |  |  | 1 |  | Data quality of CER master data questionable with some DNSPs / jurisdictions |  | Augmentation required | Issues in accuracy of CER data. Lack of provisions to address legacy devices that become non-compliant. Doesn't cover all material CER devices Lots of manual processes in how data is collected | 1 | [5 empty] | GS35
Connect | CTS | Visibility & Predictability | Re-instalment notice | CER SERVICE OFFERS | CONTRACTS | CI24.s |  | TC.Su8 | Send notification of need for re-installment | [25 empty] | 1 | [13 empty] | 1 | [18 empty] | 1 |  |  |  |  | 1 | [5 empty] | 1 | [5 empty] | 1 |  | 1 |  | Existing warranty arrangements invoke replacement process & data requirement. Re-instalment order can come from EnergySafety |  | Capability exists
Connect | CTS | Visibility & Predictability | Software update | CER MASTER DATA | CER MASTER DATA | CI24.s |  | TC.Su7 | Complete remote update and send notification | [25 empty] | 1 | [18 empty] | 1 | [13 empty] | 1 |  |  |  | 1 | [5 empty] | 1 | [6 empty] | 1 |  | 1 |  | OEM firmware updates not registered in DERR |  | Augmentation required | Software updates that change CER settings or capabilities not registered with DERR |  | 1 |  |  |  |  | GS06
Connect | CTS | Visibility & Predictability | Device registration | COMPLIANCE | CER MASTER DATA | CI24.s |  | TC.Su3 | Change existing CER device | [25 empty] | 1 | [28 empty] | 1 |  |  |  | 1 |  |  |  | 1 | 1 |  |  |  |  | 1 | 1 |  |  |  |  | 1 |  |  | 1 |  | Device change not captured |  | Augmentation required | Software updates that change CER settings or capabilities not registered with DERR |  | 1 |  |  |  |  | GS06
Connect | CTS | Visibility & Predictability | CER metadata | COMPLIANCE | CER MASTER DATA | CI24.s |  | TC.CR8 | Add/update CER product on compliant products list | [25 empty] | 1 | [14 empty] | 1 | [17 empty] | 1 |  |  |  | 1 | [5 empty] | 1 | [7 empty] | 1 |  | 1 |  |  | Capability exists
Connect | IMIC | Visibility & Predictability | Consumer Protections | COMPLIANCE | CER MASTER DATA | CI25 |  | I.Su1 | Manage CER warranties & protections | [25 empty] | 1 | [14 empty] | 1 | [17 empty] | 1 |  |  | 1 | [5 empty] | 1 | [5 empty] | 1 | 1 |  |  | 1 |  |  |  | Capability exists
Connect | IMIC | Security | Signal | COMMISSIONING | CER MASTER DATA | CI26 |  | I.Co1 | Establish communication channel | [13 empty] | 1 | [18 empty] | 1 |  |  | 1 | [22 empty] | 1 | [8 empty] | 1 | [5 empty] | 1 |  | 1 |  |  | 1 |  |  | Augmentation required | Lack of provisions to ensure that installer configures the CER in accordance to the conditional approval. There is no mandatory compliance test. Lack of standardised process or portal to streamline/manage coordination between CER Installer, DNSP and Customer Agent. Control heirarchy and alternate pathways for monitoring and control that do not share a common mode of failure with the primary pathway are not part of installation requirements | 1 |  | 1 |  | 1 |  | GS02 GS03 GS23 GS35
Connect | IMIC | Security | Notification | COMMISSIONING | CER MASTER DATA | CI26.s |  | I.CA3 | Notify installer that communication links have been established | [15 empty] | 1 | [23 empty] | 1 | [18 empty] | 1 | [5 empty] | 1 |  |  |  | 1 | [6 empty] | 1 |  | 1 |  | Only SAPN has commissioning process while Installer at site |  | Augmentation required | Only SAPN has commissioning process while Installer at site | 1 | [5 empty] | GS03 GS35
Connect | IMIC | Visibility & Predictability | Monitoring data | CONFORMANCE | FORECASTING | CI27 |  | I.Mo1 | Install and access monitoring equipment |  |  | 1 | [36 empty] | 1 | [5 empty] | 1 | [12 empty] | 1 |  | 1 | [6 empty] | 1 | [5 empty] | 1 |  |  | 1 | 1 |  |  |  | Augmentation required | CER conformance monitor role not allocated to an actor for each use case Data needs for CER confromance role not yet defined Control heirarchy and alternate pathways for monitoring and control that do not share a common mode of failure with the primary pathway are not part of installation requirements |  |  |  | 1 |  |  | GS14
Connect | IMIC | Security | Monitoring data | COMPLIANCE | CER MASTER DATA | CI28 |  | I.E2 | Install and access equipment for corrective measure | [8 empty] | 1 | [30 empty] | 1 | [5 empty] | 1 | [12 empty] | 1 | [8 empty] | 1 | [5 empty] | 1 |  |  | 1 | 1 |  |  |  | Augmentation required | CER Conformance monitoring framework, including Enforcement manager not defined and allocated to an actor for different use cases Need to define equipment and data needs for corrective measure Control hierarchy and alternate pathways for monitoring and control that do not share a common mode of failure with the primary pathway are not part of installation requirements | 1 |  | 1 | 1 | 1 |  | GS01 GS07 GS14 GS12 GS23 GS03
Connect | IMIC | Visibility & Predictability | Monitoring data | CONFORMANCE | FORECASTING | CI29 |  | C.As3 | Provide conformity assessment data feed |  | 1 | [38 empty] | 1 |  |  |  |  | 1 | [12 empty] | 1 | [8 empty] | 1 | [5 empty] | 1 |  |  | 1 | 1 |  |  |  | Augmentation required | - CER Conformance Montoring Framework does not exist - Detection and top-down response times (latency cascade) too slow for mass CER compromise - Issues in accuracy of CER data |  | 1 |  | 1 |  |  | GS06 GS14
Connect | IMIC | Visibility & Predictability | Signal | TELEMETRY (DEVICE) | MEASUREMENTS | CI29.s |  | I.As2 | Confirm CER data visibility/capture | [10 empty] | 1 | [43 empty] | 1 |  |  |  | 1 | [5 empty] | 1 |  |  |  | 1 | [7 empty] | 1 | 1 |  | Conformance frameworks for CER not defined |  | New capability required | Conformance frameworks for CER not defined |  | 1 |  |  |  |  | GS06
Connect | IMIC | Security | Compliance Data | COMPLIANCE | CER MASTER DATA | CI30 |  | I.As1 | Verify CER installation compliance | [16 empty] | 1 | [13 empty] | 1 | [27 empty] | 1 |  |  | 1 | [5 empty] | 1 | [5 empty] | 1 |  |  | 1 | 1 |  |  |  | Augmentation required | Lack of CER Conformance monitoring framework and standardised process to review CER intstallation compliance and share data with relevant monitor, assessor, enforcer | 1 |  |  | 1 | 1 |  | GS14 GS10 GS23 GS03
Connect | IMIC | Visibility & Predictability | Products & Services | CER SERVICE OFFERS | CONTRACTS | CI31 |  | I.CA1 | Develop CER products and services | [15 empty] | 1 | [16 empty] | 1 |  |  | 1 |  |  |  | 1 |  |  |  | 1 | [14 empty] | 1 | 1 | [7 empty] | 1 | [5 empty] | 1 | 1 |  |  | 1 |  |  |  | Augmentation required | Products and services will need to comply with customer protections. |  |  |  | 1 |  |  | GS30
Connect | IMIC | Visibility & Predictability | Product catalogue | CER SERVICE OFFERS | CONTRACTS | CI31.s |  | I.CA2 | Provide CER service information | [15 empty] | 1 | [23 empty] | 1 | [19 empty] | 1 | 1 | [6 empty] | 1 |  |  | 1 | 1 |  |  |  | 1 |  |  | 1 |  |  | Capability exists
Connect |  | Security | Customer Protections | COMPLIANCE | CER MASTER DATA | CI32 |  |  | Manage CER customer protections and requirements | [15 empty] | 1 | [20 empty] | 1 | 1 |  |  | 1 | [19 empty] | 1 | [6 empty] | 1 | [5 empty] | 1 |  | 1 |  | 1 |  |  |  | Augmentation required | Poor security of customer data​. Lack of consumer protection mechanisms​. Inadequate training for key CER service delivery stakeholders​. Undefined or unclear roles and responsibilities outlined in governance mechanisms​. Customer protections for CER and flexibility services do not exist |  |  |  | 1 |  |  | GS30
Connect |  | Visibility & Predictability | Disconnection process | CER MASTER DATA | CER MASTER DATA | CI33 |  | DD.CA5 | Run de-registration / disconnection process | [15 empty] | 1 | [23 empty] | 1 | [18 empty] | 1 | [8 empty] | 1 | [5 empty] | 1 |  | 1 |  | 1 |  |  |  | Augmentation required | Disconnection of CER assets are not accurately captured. Lack of process to oversee compliance with disconnection processes. | 1 | 1 |  | 1 |  |  | GS14 GS03 GS06
Connect | IMIC | Visibility & Predictability | Installation Verification report | COMPLIANCE | CER MASTER DATA | CI34 |  | I.CR2 | Sample and verify CER installation compliance | [16 empty] | 1 | [23 empty] | 1 | [17 empty] | 1 | 1 | [7 empty] | 1 | [5 empty] | 1 |  | 1 |  | 1 |  |  |  | Augmentation required | Lack of provisions to ensure that installer configures the CER in accordance to the conditional approval. Lack of failsafe settings if CER is non-compliant. Lack of clear practices for application, commissioning and installation data management​ Lack of compliance testing and enforcement program | 1 | 1 |  |  |  |  | GS03 GS06 GS35
Connect | IMIC | Visibility & Predictability | CER metadata | CER MASTER DATA | CER MASTER DATA | CI34.s |  | I.I3 | Provide CER asset data | [15 empty] | 1 | 1 | [22 empty] | 1 | [18 empty] | 1 |  |  |  | 1 | [5 empty] | 1 | [7 empty] | 1 | 1 |  | DERR data quality is questionable |  | Augmentation required | DERR data quality is questionable | 1 | 1 |  |  |  |  | GS06 GS35
Connect | IMIC | Visibility & Predictability | Operation approval notice | COMMISSIONING | CER MASTER DATA | CI34.s |  | I.I14 | Receive approval to operate | [16 empty] | 1 | [22 empty] | 1 | [18 empty] | 1 |  |  |  | 1 | [5 empty] | 1 | [6 empty] | 1 |  | 1 |  | Only SAPN has commissioning process while Installer at site |  | Augmentation required | Only SAPN has commissioning process while Installer at site | 1 | [5 empty] | GS35
Connect | IMIC | Visibility & Predictability | Installation Verification report | CER MASTER DATA | CER MASTER DATA | CI34.s |  | I.CA5 | Receive notification of successful installation | [16 empty] | 1 | [22 empty] | 1 | [18 empty] | 1 |  |  |  | 1 | [5 empty] | 1 | [6 empty] | 1 |  | 1 |  | Regulator doesn't confirm installation success |  | Augmentation required | Regulator doesn't confirm installation success | 1 | [5 empty] | GS35
Connect | CTS | Visibility & Predictability | Non-conformance report | CONFORMANCE | FORECASTING | CI34.s |  | TC.CR9 | Review non-conformance report | [39 empty] | 1 | [20 empty] | 1 |  |  |  | 1 |  |  |  |  | 1 | [5 empty] | 1 |  | 1 |  | Lack of criteria to determine installation compliance breach vs. installation non-compliance. |  | New capability required | Conformance frameworks for CER not defined | 1 | [5 empty] | GS35
Connect | CTS | Visibility & Predictability | Non-compliance report | COMPLIANCE | CER MASTER DATA | CI34.s |  | TC.CR10 | Confirm non-compliance issue | [39 empty] | 1 | [20 empty] | 1 |  |  |  | 1 |  |  |  |  | 1 | [5 empty] | 1 |  | 1 |  | Lack of criteria to determine installation compliance breach vs. installation non-compliance. |  | Augmentation required | Compliance assessment (against standard) not conducted and registered during installation | 1 | [5 empty] | GS35
Connect | IMIC | Visibility & Predictability | CER installation report | COMMISSIONING | CER MASTER DATA | CI34.s |  | I.TR5 | Provide CER installation report | [39 empty] | 1 | [20 empty] | 1 |  |  |  | 1 |  |  |  |  | 1 | [5 empty] | 1 |  | 1 |  | Lack of criteria to determine installation compliance breach vs. installation non-compliance. |  | Augmentation required | Compliance assessment (against standard) not conducted and registered during installation | 1 | [5 empty] | GS35
Connect | IMIC | Visibility & Predictability | CER installation testing data | COMPLIANCE | CER MASTER DATA | CI34.s |  | I.I2 | Send performance testing results | [10 empty] | 1 | [33 empty] | 1 | 1 | [12 empty] | 1 | [5 empty] | 1 |  |  |  | 1 | [6 empty] | 1 |  | 1 |  | Only SAPN has commissioning process while Installer at site |  | Augmentation required | Only SAPN has commissioning process while Installer at site | 1 | [5 empty] | GS35
Connect | IMIC | Visibility & Predictability | Notification | COMMISSIONING | CER MASTER DATA | CI34.s |  | I.I15 | Send notification that CER device is ready to operate | [10 empty] | 1 | [21 empty] | 1 | [7 empty] | 1 |  |  |  | 1 | 1 | [12 empty] | 1 | 1 |  |  |  |  | 1 |  |  |  | 1 | [6 empty] | 1 |  | 1 |  | Only SAPN has commissioning process while Installer at site |  | Augmentation required | Only SAPN has commissioning process while Installer at site | 1 | [5 empty] | GS35
Connect | IMIC | Visibility & Predictability | Notification | COMPLIANCE | CER MASTER DATA | CI34.s |  | I.D9 | Review installer compliance and flag repeat offenders | [10 empty] | 1 | [21 empty] | 1 | [7 empty] | 1 |  |  |  | 1 | 1 | [12 empty] | 1 | 1 |  |  |  |  | 1 |  |  |  |  | 1 | [5 empty] | 1 |  | 1 |  | Only conducted for physical installation criteria (not Standards compliance) |  | Augmentation required | Compliance assessment (against standard) not conducted and registered during installation | 1 | [5 empty] | GS35
Connect | IMIC | Visibility & Predictability | Installation Verification report | COMMISSIONING | CER MASTER DATA | CI34.s |  | I.D8 | Receive notification of successful installation | [16 empty] | 1 | [22 empty] | 1 | [18 empty] | 1 | [5 empty] | 1 |  |  |  | 1 | [6 empty] | 1 |  | 1 |  | Only SAPN has commissioning process while Installer at site |  | Augmentation required | Only SAPN has commissioning process while Installer at site | 1 | [5 empty] | GS35
Connect | IMIC | Visibility & Predictability | Education and support | COMPLIANCE | CER MASTER DATA | CI35 |  | I.IP1 | Provide key CER information to educate customers | [32 empty] | 1 | [6 empty] | 1 |  |  | 1 | 1 | 1 | 1 | [8 empty] | 1 |  | 1 |  |  | 1 |  | 1 | [5 empty] | 1 | [5 empty] | 1 | 1 | 1 |  | 1 |  |  |  | Augmentation required | Customer research shows customers don't fully understand their products or whether they're getting the best value | 1 | [5 empty] | GVP23
Connect | IMIC | Visibility & Predictability | Education and support | COMPLIANCE | CER MASTER DATA | CI36 |  | I.C8 | Receive education and support | [10 empty] | 1 | [21 empty] | 1 | [26 empty] | 1 | 1 | [6 empty] | 1 | [5 empty] | 1 | 1 |  |  | 1 |  |  |  | Augmentation required | Customer research shows customers don't fully understand their products or whether they're getting the best value | 1 | [5 empty] | GVP23
Connect | IMIC | Visibility & Predictability | CER metadata | CER MASTER DATA | CER MASTER DATA | CI37 |  | I.C11 | Provide up to date CER metadata |  |  |  | 1 | [35 empty] | 1 |  |  |  |  | 1 | [9 empty] | 1 | [5 empty] | 1 | 1 | [5 empty] | 1 | [5 empty] | 1 |  | 1 |  | 1 |  |  |  | Capability exists
Connect |  | Visibility & Predictability | Identity | CYBER COORDINATION | OPERATIONS | CI38 |  |  | Assign relevant security identities such as trusted certificates (private keys) |  |  |  |  | 1 | [30 empty] | 1 | [22 empty] | 1 | [8 empty] | 1 | [5 empty] | 1 |  |  | 1 | 1 |  | PKI infra / capabilities not widely appplied to CER devices |  | New capability required | PKI infra / capabilities not widely appplied to CER devices |  |  | 1 |  |  |  | GVP11
Connect |  | Visibility & Predictability | Complaint | BREACH&COMPENSATION | CONTRACTS | CI39 |  |  | Submit formal complaints |  |  |  | 1 | [32 empty] | 1 | [23 empty] | 1 | 1 | [5 empty] | 1 | [5 empty] | 1 |  | 1 |  |  | 1 |  |  | Capability exists
Connect |  | Visibility & Predictability | Service Order | SERVICE ORDERS | CONTRACTS | CI40 |  |  | Request for meter alteration works |  |  |  | 1 | [11 empty] | 1 | [29 empty] | 1 | [12 empty] | 1 |  | 1 | 1 | [5 empty] | 1 | [5 empty] | 1 |  | 1 |  |  | 1 |  |  | Capability exists
Connect |  | Visibility & Predictability | Service Order | SERVICE ORDERS | CONTRACTS | CI41 |  |  | Meter alteration works |  |  |  | 1 | [11 empty] | 1 | [16 empty] | 1 |  |  | 1 | [22 empty] | 1 |  | 1 | 1 | [5 empty] | 1 | [5 empty] | 1 |  | 1 |  |  | 1 |  |  | Capability exists
Connect | IMIC | Visibility & Predictability | Service Order | CER SERVICE OFFERS | CONTRACTS | CI42 |  | I.I1 | Develop CER device installation services | [16 empty] | 1 | [22 empty] | 1 | [20 empty] | 1 | 1 | [5 empty] | 1 | [5 empty] | 1 | 1 |  |  | 1 |  |  |  | Augmentation required | Lack of governance over installation services and standardised requirements. | 1 | [5 empty] | GS03
Connect | IMIC | Visibility & Predictability | Accreditation review | BREACH&COMPENSATION | CONTRACTS | CI43 |  | I.TR6 | Assess repeat offenders against installer accreditation framework | [8 empty] | 1 | [21 empty] | 1 | [9 empty] | 1 | [17 empty] | 1 | 1 | [7 empty] | 1 | [5 empty] | 1 |  |  | 1 | 1 |  |  |  | New capability required | Lack of governance over installation services and standardised requirements. | 1 | [5 empty] | GS03
Connect |  | Visibility & Predictability | Products & Services | CER SERVICE OFFERS | CONTRACTS | CI44 |  |  | Publish Information about CER/DER | [18 empty] | 1 | [13 empty] | 1 | [10 empty] | 1 | [15 empty] | 1 | [7 empty] | 1 | [5 empty] | 1 | 1 |  |  |  | 1 |  |  | Capability exists
Operate | OTE TDC | Security | Market emergency notice | MARKET NOTICE | OPERATIONS | OTE01 |  | OE.S10 | Publish market emergency notices | [27 empty] | 1 |  |  | 1 | 1 |  | 1 | 1 |  |  | 1 |  |  | 1 | 1 |  |  | 1 | 1 | 1 |  |  |  | 1 |  |  |  |  | 1 |  | 1 | 1 | [8 empty] | 1 | [5 empty] | 1 | 1 |  |  |  | 1 |  |  | Capability exists | Disclaimer: May need augmentation depending on how off-market arrangements are defined and whether non-market participants need to receive if not public.
Operate | OTE | Security | Emergency alerts (CER Usage) | OPERATIONAL ASSESSMENT | FORECASTING | OTE01.s |  | OE.S8 | Identify type of emergency (cyber threat, system restart, MSL3, or LOR3) | [27 empty] | 1 | [31 empty] | 1 |  |  | 1 | 1 |  |  |  |  | 1 | 1 | [6 empty] | 1 |  | 1 |  |  | Capability exists
Operate | OTE TDC | Security | Notification | OPERATIONAL INTERVENTION | OPERATIONS | OTE01.s |  | OE.SoD7 | De-escalate / inform all relevant parties | [16 empty] | 1 | [9 empty] | 1 |  |  |  | 1 | 1 | 1 | 1 | 1 | 1 |  | 1 |  |  | 1 | 1 |  |  | 1 |  | 1 |  |  |  | 1 | [5 empty] | 1 | 1 | 1 | 1 | [7 empty] | 1 | 1 | [6 empty] | 1 |  |  | 1 |  |  | Capability exists
Operate | OTE | Security | System black notice | MARKET NOTICE | OPERATIONS | OTE01.s |  | OE.S17 | Publish system black notice | [27 empty] | 1 |  |  | 1 | 1 |  | 1 | 1 |  |  | 1 |  |  | 1 | 1 |  |  | 1 | 1 | 1 |  |  |  | 1 |  |  |  |  | 1 |  | 1 | 1 |  |  |  | 1 | 1 | 1 |  |  |  | 1 | [6 empty] | 1 |  |  | 1 |  |  | Capability exists
Operate | OTE TDC | Security | Signal | OPERATIONAL INTERVENTION | OPERATIONS | OTE02 |  | OE.S12 | Direct TNSP to maintain energy demand levels | [27 empty] | 1 | [29 empty] | 1 | 1 | 1 | 1 | [6 empty] | 1 | [5 empty] | 1 |  |  | 1 |  | 1 |  |  | Capability exists
Operate |  | Security | Market Suspension notice | MARKET NOTICE | OPERATIONS | OTE03 |  |  | Suspend Market operations | [27 empty] | 1 |  |  | 1 | 1 |  | 1 |  |  |  | 1 |  |  | 1 | 1 |  |  | 1 | 1 | 1 |  |  |  | 1 |  |  |  |  | 1 |  | 1 | 1 | [8 empty] | 1 | [5 empty] | 1 | 1 |  |  |  | 1 |  |  | Capability exists
Operate |  | Security | Signal | OPERATIONAL INTERVENTION | OPERATIONS | OTE04 |  |  | Direct to action emergency plans | [27 empty] | 1 | [5 empty] | 1 | [25 empty] | 1 | [7 empty] | 1 | [5 empty] | 1 |  |  | 1 | 1 |  | CER Cyber Coordinator does not exist. CER cybersecurity considerations are not currently defined and required processes and interfaces need to be built/implemented. |  | New capability required | CER Cyber Coordinator does not exist. CER cybersecurity considerations are not currently defined and required processes and interfaces need to be built/implemented. |  |  |  | 1 |  |  | GS13
Operate | OTE TDC | Security | Signal | CYBER COORDINATION | OPERATIONS | OTE05 |  | OE.S20 | Direct to isolate (affected ) CER | [27 empty] | 1 | [17 empty] | 1 | [11 empty] | 1 | 1 | 1 | 1 | [6 empty] | 1 | [5 empty] | 1 |  |  | 1 | 1 |  | Can only isolate at the connection point currently, not at the device level. |  | Augmentation required | Cyber security considerations need to be defined. Gap in capability to isolate at the device level (rather than the connection point level) | 1 | 1 | 1 |  |  | 1 | GS01 GS02 GS03 GS04 GS06 GS07 GO08
Operate | OTE TDC | Security | Restoration strategy | OPERATIONAL INTERVENTION | OPERATIONS | OTE06 |  | OE.S9 | Operate & Adapt restoration strategy | [27 empty] | 1 | [17 empty] | 1 | [11 empty] | 1 | 1 | 1 | 1 | [6 empty] | 1 | [5 empty] | 1 |  |  | 1 |  | 1 |  |  | Capability exists
Operate | OTE | Security | Available curtailment quantity | OPERATIONAL ASSESSMENT | FORECASTING | OTE07 |  | OE.SoD1 | Advise available curtailment quantity | [16 empty] | 1 | [9 empty] | 1 | [7 empty] | 1 | [21 empty] | 1 | 1 | 1 | 1 |  |  |  | 1 | 1 |  |  | 1 | 1 | [7 empty] | 1 | 1 |  | Lack of visibility of live CER capacity connected to the network. And the capacity that can be curtailed, no Role requirements, no standardised format, processes or interfaces to facilitate reporting |  | Augmentation required | - Gaps in accuracy of CER standing data (noting that BTM customer resources connected to transmission are likely to be industrial loads) - Gaps in standardised processes/interfaces and capabilities required to share available curtailment quantities between system operators. - Customer Agents with access to the curtailable qty information may not have a Role in the rules and would need to be compelled to provide this information in another way |  | 1 |  |  |  | 1 | GS04 GS05 GS06
Operate | OTE | Security | Backstop command | ACTIVATION | TRANSACTIONS | OTE08 |  | OE.SoD8 | Generate and provide backstop commands (multiple mechanisms triggered in sequence) | [26 empty] | 1 | [8 empty] | 1 | [6 empty] | 1 |  | 1 | 1 | [12 empty] | 1 | [8 empty] | 1 | [5 empty] | 1 |  |  | 1 | 1 |  |  |  | Augmentation required | - Backstop processes not in place across all NEM regions - Efficiencies can be gained through greater standardisation across regions - Response compliance impacted by curtailment instead of disconnection actions |  |  | 1 |  | 1 |  | GS01 GS07 GS08
Operate |  | Security | UFLS / OFGS notice | MARKET NOTICE | OPERATIONS | OTE09 |  |  | UFLS or OFGS triggered | [16 empty] | 1 | [25 empty] | 1 | [12 empty] | 1 | 1 |  | 1 | [8 empty] | 1 | [5 empty] | 1 |  | 1 |  | 1 |  |  |  | Augmentation required | - CER not configured to provide frequency response (only through 3rd party Customer Agents) - Gap in accessibility to real-time or post-event vidibility of UFLS/OFGS event - DNSPs not obligated to provide real-time monitoring of load | 1 | 1 |  |  | 1 |  | GO11 GS03 GS05
Operate |  | Security | Conformity Assessment | CONFORMANCE | FORECASTING | OTE10 |  |  | Monitor conformity of emergency commands |  |  | 1 | [13 empty] | 1 | [13 empty] | 1 | 1 | [5 empty] | 1 | [20 empty] | 1 | 1 | [7 empty] | 1 | [5 empty] | 1 |  |  | 1 |  | 1 |  |  | Augmentation required | - Conformance assessments currently vary in accuracy. - Conformity assessment role does not exist - Lack of Cyber Informed Engineering in design such as alternative independent mechanisms of CER fleet monitoring that do not share a common mode of failure with the primary pathways. |  |  | 1 | 1 | 1 |  | GS02 GS10 GS14
Operate | OTE | Security | Signal | OPERATIONAL INTERVENTION | OPERATIONS | OTE11 |  | OE.SoD11 | Prepare and implement system restart | [16 empty] | 1 | [9 empty] | 1 | [17 empty] | 1 | [13 empty] | 1 | 1 | 1 | [6 empty] | 1 |  | 1 |  |  |  | 1 |  |  | 1 | 1 |  | - Lack of visibility of CER connected to the network - Lack of compensatory controls for CER in emergencies (Known default behaviour) - Lack of Cyber Informed Engineering in design such as alternative independent mechanisms of CER fleet monitoring and control that do not share a common mode of failure with the primary control path. |  | Augmentation required | - Gap in capability to withold CER from re-connecting to the grid once power is restored, which leads to volatility in power flows as PV generation comes online with load restoration and could result in unstable restoration. - Lack of compensatory controls for CER in emergencies (Known default behaviour) - Lack of Cyber Informed Engineering in design such as alternative independent mechanisms of CER fleet monitoring and control that do not share a common mode of failure with the primary pathways. |  |  | 1 |  | 1 | 1 | GS04 GS09 GS10 GS11 GS12
Operate | OTE TDC | Security | Signal | OPERATIONAL INTERVENTION | OPERATIONS | OTE12 |  | OE.T6 | Initiate backstop process with DNSP | [27 empty] | 1 | 1 | [16 empty] | 1 | [9 empty] | 1 |  |  | 1 |  | 1 | [6 empty] | 1 | 1 |  |  |  |  | 1 |  |  | 1 | 1 |  | - Broadcast notifications not available yet. - Note, instruction may go direct from TNO to DNO or via SO (dx) depending on future market arrangements, both arrangements reflected in Initiators / Receivers |  | Augmentation required | - Backstop processes not in place across all NEM regions - Efficiencies can be gained through greater standardisation across regions - Response compliance impacted by curtailment instead of disconnection actions |  |  |  |  | 1 |  | GS08
Operate | OTE | Security | Signal | OPERATIONAL INTERVENTION | OPERATIONS | OTE13 |  | OE.T7 | Prepare and implement system restart | [27 empty] | 1 | 1 | [16 empty] | 1 | [9 empty] | 1 |  |  | 1 |  | 1 | [6 empty] | 1 | [5 empty] | 1 |  |  | 1 | 1 |  | Note, instruction may go direct from TNO to DNO or via SO (dx) depending on future market arrangements, both arrangements reflected in Initiators / Receivers |  | Augmentation required | Gap in capability to withold CER from re-connecting to the grid once power is restored, which leads to volatility in power flows as PV generation comes online with load restoration and could result in unstable restoration. |  |  | 1 |  |  | 1 | GS04 GS09
Operate | OTE | Security | Cyber corrective measure notice | CYBER COORDINATION | OPERATIONS | OTE14 |  | OE.CR3 | Identify cyber related corrective measure | [11 empty] | 1 | [17 empty] | 1 |  |  |  | 1 |  |  |  | 1 | [21 empty] | 1 | [7 empty] | 1 | [5 empty] | 1 |  |  | 1 | 1 |  |  |  | New capability required | - Conformance framework, roles and corrective measures around Cyber Security do not exist |  |  |  | 1 |  |  | GS13
Operate | OTE | Security | Notification | CYBER COORDINATION | OPERATIONS | OTE14.s |  | OE.CC3 | Incident response plan activated |  |  |  |  | 1 | [24 empty] | 1 | [10 empty] | 1 | [17 empty] | 1 | [8 empty] | 1 | 1 | [6 empty] | 1 |  | 1 |  | CER Cyber Coordinator does not exist. CER cybersecurity considerations are not currently defined and required processes and interfaces need to be built/implemented. |  | New capability required | CER Cyber Coordinator does not exist. CER cybersecurity considerations are not currently defined and required processes and interfaces need to be built/implemented. |  |  |  | 1 |  |  | GS13
Operate | OTE TDC | Security | Cyber intel report | CYBER COORDINATION | OPERATIONS | OTE14.s |  | OE.S23 | Receive Intelligence from CER Cyber Co-ordinator |  |  |  |  | 1 | [51 empty] | 1 |  | 1 | [8 empty] | 1 |  | 1 | [5 empty] | 1 |  | 1 |  | CER Cyber Coordinator does not exist. CER cybersecurity considerations are not currently defined and required processes and interfaces need to be built/implemented. |  | New capability required | CER Cyber Coordinator does not exist. CER cybersecurity considerations are not currently defined and required processes and interfaces need to be built/implemented. |  |  |  | 1 |  |  | GS13
Operate |  | Security | Notification | CYBER COORDINATION | OPERATIONS | OTE15 |  |  | Contain the cyber risk |  |  |  |  | 1 | [24 empty] | 1 | [10 empty] | 1 | [15 empty] | 1 |  | 1 | 1 | 1 | [6 empty] | 1 | [5 empty] | 1 |  |  | 1 | 1 |  | CER Cyber Coordinator does not exist. CER cybersecurity considerations are not currently defined and required processes and interfaces need to be built/implemented. |  | New capability required | CER Cyber Coordinator does not exist. CER cybersecurity considerations are not currently defined and required processes and interfaces need to be built/implemented. - Cyber informed engineering design needed to ensure alternate mechanisms of monitoring and control that do not share a common mode of failure with the primary pathways |  |  |  | 1 |  |  | GS13
Operate | OTE | Security | Notification | CYBER COORDINATION | OPERATIONS | OTE16 |  | OE.CC6 | Notify about cyber incident |  |  |  |  | 1 | [24 empty] | 1 | [10 empty] | 1 | [15 empty] | 1 |  | 1 | 1 | 1 | [6 empty] | 1 | [5 empty] | 1 |  |  | 1 | 1 |  | CER Cyber Coordinator, CER Regulator, and Accredited Data Recipient do not exist. CER cybersecurity considerations are not currently defined and required processes and interfaces need to be built/implemented. |  | New capability required | CER Cyber Coordinator, CER Regulator, and Accredited Data Recipient do not exist. CER cybersecurity considerations are not currently defined and required processes and interfaces need to be built/implemented. |  |  |  | 1 |  |  | GS13
Operate | OTE | Security | Cyber review risk report | CYBER COORDINATION | OPERATIONS | OTE16.s |  | OE.CC2 | Risk Assessment/Correlation |  |  |  |  | 1 | [22 empty] | 1 |  | 1 |  |  |  | 1 | [6 empty] | 1 | [17 empty] | 1 |  |  |  |  | 1 | [5 empty] | 1 | [5 empty] | 1 |  | 1 |  | Cyber risk report not currently undertaken |  | New capability required | CER Cyber Coordinator does not exist. CER cybersecurity considerations are not currently defined and required processes and interfaces need to be built/implemented. |  |  |  | 1 |  |  | GS13
Operate | OTE | Security | Notification | CYBER COORDINATION | OPERATIONS | OTE16.s |  | OE.CR1 | Receive notification of cyber incident |  |  |  |  | 1 | [24 empty] | 1 | [10 empty] | 1 | [17 empty] | 1 |  |  |  | 1 | [5 empty] | 1 | [7 empty] | 1 | 1 |  | Cyber incident reporting / notification capability not in place |  | New capability required | CER Cyber Coordinator does not exist. CER cybersecurity considerations are not currently defined and required processes and interfaces need to be built/implemented. |  |  |  | 1 |  |  | GS13
Operate | OTE | Security | Report | CYBER COORDINATION | OPERATIONS | OTE16.s |  | OE.CC11 | Assess cyber threat response and report of incident |  |  |  |  | 1 | [24 empty] | 1 | [10 empty] | 1 | [17 empty] | 1 | [8 empty] | 1 | [5 empty] | 1 |  |  | 1 | 1 |  | CER Cyber Coordinator, CER Regulator, and Accredited Data Recipient do not exist. CER cybersecurity considerations are not currently defined and required processes and interfaces need to be built/implemented. |  | New capability required | CER Cyber Coordinator does not exist. CER cybersecurity considerations are not currently defined and required processes and interfaces need to be built/implemented. |  |  |  | 1 |  |  | GS13
Operate | OTE | Security | Backstop command | ACTIVATION | TRANSACTIONS | OTE17 |  | OE.CA7 | Receive emergency commands to curtail generation | [15 empty] | 1 | [19 empty] | 1 | [6 empty] | 1 | [15 empty] | 1 |  |  | 1 | [5 empty] | 1 | [5 empty] | 1 |  |  | 1 | 1 |  |  |  | Augmentation required | Backstop processes not in place across all NEM regions Efficiencies can be gained through greater standardisation across regions - Customer Agents may not have a Role in the rules and would need to be compelled to comply with backstop instructions |  |  |  |  | 1 | 1 | GS04 GS08 GS16
Operate | OTE | Security | Notification | OPERATIONAL INTERVENTION | OPERATIONS | OTE17.s |  | OE.CA8 | Notify CER Customer of backstop | [15 empty] | 1 | [16 empty] | 1 | [9 empty] | 1 | [16 empty] | 1 | [7 empty] | 1 | [8 empty] | 1 | 1 |  | Limited to customers on FELs arrangements |  | Augmentation required | Not all CER customers receive backstop / emergency commands in advance or event (or even afterwards) |  |  |  |  | 1 |  | GS16
Operate | OTE | Security | Notification | OPERATIONAL INTERVENTION | OPERATIONS | OTE18 |  | OE.CA9 | Operate dis-aggregated CER per system restart | [26 empty] | 1 |  |  |  | 1 | 1 | 1 | 1 |  | 1 |  | 1 |  |  | 1 | 1 | 1 |  | 1 | 1 | 1 |  |  |  | 1 |  |  |  |  | 1 | 1 | 1 | 1 |  |  | 1 | [5 empty] | 1 | [5 empty] | 1 |  |  | 1 | 1 |  |  |  | Augmentation required | Gap in capability to withold CER from re-connecting to the grid once power is restored, which leads to volatility in power flows as PV generation comes online with load restoration and could result in unstable restoration. |  |  | 1 |  |  | 1 | GS04 GS09
Operate | OTE | Security | Backstop command | ACTIVATION | TRANSACTIONS | OTE19 |  | OE.Co4 | Receive and Action emergency commands | [13 empty] | 1 | [18 empty] | 1 |  |  | 1 | [6 empty] | 1 | [15 empty] | 1 |  |  | 1 | [5 empty] | 1 | [5 empty] | 1 |  |  | 1 | 1 |  |  |  | Augmentation required | - Emergency command processes not in place across all NEM regions - Efficiencies can be gained through greater standardisation across regions - Response compliance impacted by curtailment instead of disconnection actions - Need to consider processes for load off and generation off separately - Lack of Cyber Informed Engineering in design such as alternative independent mechanisms of CER fleet monitoring and control that do not share a common mode of failure with the primary pathways. - Detection and top-down response times (latency cascade) too slow for mass CER compromise |  |  | 1 |  | 1 |  | GS07 GS08 GS12 GS17 GS18
Operate | OTE | Security | Backstop command | ACTIVATION | TRANSACTIONS | OTE20 |  | OE.C5 | Receive & Action emergency Commands to the customer |  |  |  |  | 1 | [10 empty] | 1 | 1 | [15 empty] | 1 | [26 empty] | 1 | [7 empty] | 1 | [5 empty] | 1 |  | 1 |  | 1 |  | Limited to customers on FELs arrangements |  | Augmentation required | Not all CER customers receive backstop / emergency commands in advance or event (or even afterwards) |  |  |  | 1 | 1 |  | GS08 GS14 GS16
Operate | MAEC | Security | Conformity Assessment | CONFORMANCE | FORECASTING | OTE21 |  | MC.As10 | Backstop Conformity Assessment |  | 1 | [32 empty] | 1 | [10 empty] | 1 | [12 empty] | 1 | 1 | [7 empty] | 1 | [5 empty] | 1 |  | 1 |  | 1 |  |  |  | New capability required | Lack of clear standards that CER must conform to. Lack of clear compliance and conformance processes. Role of the CER Conformance Assessor not defined or assigned to any actor. |  |  | 1 |  |  |  | GS01
Operate | MAEC | Security | Backstop Conformance Acceptance Criteria | CONFORMANCE | FORECASTING | OTE21.s |  | MC.As5 | Access Backstop Conformance Acceptance Criteria |  |  | 1 | 1 |  |  | 1 | [6 empty] | 1 |  | 1 | [14 empty] | 1 |  |  |  | 1 | [23 empty] | 1 |  |  |  |  | 1 | [5 empty] | 1 | [5 empty] | 1 |  | 1 |  | Conformance frameworks for CER not defined |  | New capability required | Conformance frameworks for CER not defined |  |  |  | 1 | 1 |  | GS08 GS14
Operate | OTE | Security | Signal | OPERATIONAL INTERVENTION | OPERATIONS | OTE22 |  | OE.D4 | Adjust CER energy flow on the network |  |  |  |  | 1 | [22 empty] | 1 | 1 | [6 empty] | 1 | [6 empty] | 1 |  | 1 | 1 | [12 empty] | 1 | 1 |  | 1 | [5 empty] | 1 | [5 empty] | 1 |  |  | 1 | 1 |  |  |  | Augmentation required | Adjustments due to Cyber not currently in place |  |  |  | 1 | 1 | 1 | GS04 GS13 GS21
Operate | OTE | Security | Emergency alerts (CER Usage) | ACTIVATION | TRANSACTIONS | OTE23 |  | OE.C2 | Receive & track emergency alerts for CER usage | [15 empty] | 1 | [16 empty] | 1 | [26 empty] | 1 | [7 empty] | 1 | [5 empty] | 1 |  | 1 |  | 1 |  | At most, limited to customers on FELs arrangements |  | Augmentation required | Not all CER customers receive backstop / emergency commands in advance or event (or even afterwards) |  |  |  |  | 1 |  | GS16
Operate |  | Security | Damage assessment | OPERATIONAL ASSESSMENT | FORECASTING | OTE24 |  |  | Assess network, technical or physical damage | [16 empty] | 1 | [15 empty] | 1 | [26 empty] | 1 | 1 | [6 empty] | 1 | [5 empty] | 1 |  | 1 |  |  | 1 |  |  | Capability exists
Operate |  | Visibility & Predictability | Transmission power system models | PS MODELS | POWER SYSTEM MODELS | OTN01 |  |  | Manage bulk/transmission power system models | [27 empty] | 1 | 1 | [5 empty] | 1 | [10 empty] | 1 | [9 empty] | 1 |  | 1 | 1 |  |  |  |  | 1 | [5 empty] | 1 | [5 empty] | 1 | 1 | 1 |  | CER not included in network models (CERs are linked to NMIs, which are the end point of the network model.) Aggregated CER not provided by Dx to SO or Tx |  | Augmentation required | Aggregated CER to be incorporated into bulk power system models |  | 1 |  |  |  |  | GVP12
Operate | FPO(STPASA) | Visibility & Predictability | Tx/Dx interface capacities | PS MODELS | POWER SYSTEM MODELS | OTN02 |  |  | Ingest Tx/Dx interface capacities into power system models | [27 empty] | 1 | 1 |  |  |  | 1 |  | 1 | 1 | [20 empty] | 1 | 1 | 1 |  |  |  | 1 | [5 empty] | 1 | [6 empty] | 1 | 1 | 1 |  | CER not included in network models (CERs are linked to NMIs, which are the end point of the network model.) Aggregated CER not provided by Dx to SO or Tx |  | New capability required | Only existing at long-term planning level using historical data. No standardised network model format across NEM that can enable CIM transfers and direct ingestion to network model. | [5 empty] | 1 | GVP10
Operate | FPO(STPASA) | Visibility & Predictability | Bids and Offers | FORECAST | FORECASTING | OTN03 |  |  | Ingest forecast information (bids & offers) for bulk power system | [15 empty] | 1 | [18 empty] | 1 | [21 empty] | 1 |  | 1 |  |  |  | 1 | [5 empty] | 1 | [7 empty] | 1 | 1 |  | No SCADA-lite option currently available to share operational data |  | Augmentation required | No SCADA-lite option currently available to share operational data |  | 1 |  |  |  | 1 | GVP10 GS06
Operate | FPO(STPASA) | Visibility & Predictability | Performance telemetry | HISTORIC TELEMETRY | MEASUREMENTS | OTN03.s |  | FP.S2 | Ingest historical data into power system models | [15 empty] | 1 | [18 empty] | 1 | [21 empty] | 1 |  | 1 |  |  |  | 1 | [5 empty] | 1 | [6 empty] | 1 |  | 1 |  | No SCADA-lite option currently available to share operational data |  | Augmentation required | No SCADA-lite option currently available to share operational data |  | 1 |  |  |  |  | GS06
Operate | FPO(STPASA) | Visibility & Predictability | CER metadata | CER MASTER DATA | CER MASTER DATA | OTN03.s |  | FP.S6 | Ingest CER data into power system models | [15 empty] | 1 | 1 | [9 empty] | 1 | [7 empty] | 1 | [21 empty] | 1 | 1 |  |  |  | 1 | 1 | [5 empty] | 1 | [6 empty] | 1 |  | 1 |  | Issues related to accuracy of CER asset data in current registers. Also not mapped to a standardised network model |  | Augmentation required | Issues related to accuracy of CER asset data in current registers. Also not mapped to a standardised network model |  | 1 |  |  |  |  | GS06
Operate | FPO(STPASA) | Visibility & Predictability | CER metadata | PS MODELS | POWER SYSTEM MODELS | OTN04 |  | FP.S21 | ST PASA Assess Regional reserve | [16 empty] | 1 | [9 empty] | 1 |  | 1 | [5 empty] | 1 | [21 empty] | 1 |  | 1 |  |  |  | 1 | [5 empty] | 1 | [6 empty] | 1 | 1 | 1 |  | Issues related to accuracy of CER asset data in current registers. CER not included in network models (CERs are linked to NMIs, which are the end point of the network model. |  | New capability required | Dx operational forecasts are not currently developed by all DNSPs, nor in a standardised methodology. As a result it is difficult for AEMO to trust the consistent accuracy of Dx forecasts across regions Lack of capability to enable scalable sharing of Dx forecasts. | [5 empty] | 1 | GO08 GVP10
Operate |  | Security | System Security Assessment | OPERATIONAL ASSESSMENT | FORECASTING | OTN05 |  |  | Manage System Security | [27 empty] | 1 |  |  |  |  | 1 | [11 empty] | 1 | 1 | [9 empty] | 1 |  | 1 | 1 |  |  |  | 1 | [5 empty] | 1 | [7 empty] | 1 | 1 |  | Limited Dx network visibility |  | Augmentation required | Immature sharing of CER related data / impacts of CER on operational data from DNSP to TNSP at the T-D interface |  | 1 |  |  |  |  | GS19
Operate | FPO(STPASA) | Security | Outage Plan | OPERATIONAL ASSESSMENT | FORECASTING | OTN05.s |  | FP.S1 | Assess outage plan alignment to system security | [27 empty] | 1 |  |  |  |  | 1 | [11 empty] | 1 | 1 | [9 empty] | 1 |  | 1 | 1 |  |  |  |  | 1 | [5 empty] | 1 | [6 empty] | 1 |  | 1 |  |  | Capability exists
Operate | FPO(STPASA) | Orchestration | Market forecasts | CER MASTER DATA | CER MASTER DATA | OTN06 |  | FP.S16 | Publish demand and market forecasts | [27 empty] | 1 |  | 1 | 1 | 1 | 1 | 1 | 1 | 1 |  | 1 | 1 |  | 1 | 1 |  |  | 1 | 1 | 1 |  |  |  | 1 |  |  |  |  | 1 | 1 | 1 |  |  |  | 1 | 1 | [5 empty] | 1 | [5 empty] | 1 |  |  | 1 |  | Accuracy of market forecasts uncertain due to lack of available accurate CER data. |  | Augmentation required | Accuracy of market forecasts uncertain due to lack of available accurate CER data. |  | 1 |  |  |  |  | GS06 GS19 GS20
Operate |  | Visibility & Predictability | Coordination notices | TXDX INTERFACE | OPERATIONS | OTN07 |  |  | Manage coordination between network operators | [21 empty] | 1 | [7 empty] | 1 | 1 | 1 | 1 | 1 | 1 | 1 |  | 1 | 1 |  | 1 | 1 |  |  | 1 | 1 | 1 |  |  |  | 1 |  |  |  |  | 1 | 1 | 1 |  |  |  | 1 | 1 | [5 empty] | 1 | [5 empty] | 1 |  |  | 1 |  |  |  | Augmentation required | Coordination between Dx, Tx and SO (Tx) to be designed / clarified |  | 1 |  |  |  |  | GS19
Operate |  | Security | Dispatch instructions | ACTIVATION | TRANSACTIONS | OTN08 |  |  | Run dispatch process | [27 empty] | 1 | [16 empty] | 1 | [13 empty] | 1 |  |  |  | 1 | [5 empty] | 1 | [7 empty] | 1 |  | 1 |  |  | Capability exists
Operate/ Trade | MAEC | Visibility & Predictability | Conformity Assessment | HISTORIC TELEMETRY | MEASUREMENTS | OTN09 |  | MC.S1 | Run Dispatch Conformance Process |  | 1 | [28 empty] | 1 | 1 |  |  | 1 |  |  | 1 | [12 empty] | 1 | [5 empty] | 1 |  | 1 |  |  |  | 1 | [5 empty] | 1 | [6 empty] | 1 |  | 1 |  | Not currently undertaken. Significant accuracy issues of CER performance/operational data |  | New capability required | Lack of clear standards that CER must conform to. Lack of clear compliance and conformance processes. Role of the CER Conformance Assessor not defined or assigned to any actor. |  |  |  | 1 |  |  | GS14
Operate/ Trade | MAEC | Visibility & Predictability | Dispatch Conformance Acceptance Criteria | CONFORMANCE | FORECASTING | OTN09.s |  | MC.As6 | Access Dispatch Conformance Acceptance Criteria |  | 1 | [28 empty] | 1 | 1 |  |  | 1 |  |  | 1 | [12 empty] | 1 | [5 empty] | 1 |  | 1 |  |  |  | 1 | [6 empty] | 1 |  |  |  |  | 1 |  |  | 1 |  | Conformance frameworks for CER not defined |  | New capability required | Conformance frameworks for CER not defined |  |  |  | 1 |  |  | GS14
Operate | OTE | Security | Signal | OPERATIONAL INTERVENTION | OPERATIONS | OTN10 |  | OE.S5 | Direct TNO, SO(Dx)to modify CER energy flow | [27 empty] | 1 | [27 empty] | 1 |  | 1 | 1 | [8 empty] | 1 | [5 empty] | 1 |  |  | 1 |  | 1 |  |  | Capability exists
Operate | OTE | Security | Market notice | FORECAST | FORECASTING | OTN10.s | OTN11.s | OE.SoD2 | Receive Market Notice | [27 empty] | 1 | [27 empty] | 1 |  |  | 1 |  |  |  |  | 1 |  |  |  |  | 1 | [5 empty] | 1 |  |  | 1 |  | Accuracy of market forecasts uncertain due to lack of available accurate CER data. |  | Augmentation required | Visibility and predictability of CER at Dx level is poor |  | 1 | 1 |  | 1 | 1 | GS07 GS17 GS21 GS06 GS20 GS37 GO08
Operate | OTE | Security | Signal | OPERATIONAL INTERVENTION | OPERATIONS | OTN11 |  | OE.S6 | Initiate RERT dispatch | [27 empty] | 1 | [16 empty] | 1 | [13 empty] | 1 | [8 empty] | 1 | [5 empty] | 1 |  |  | 1 |  | 1 |  |  | Capability exists
Operate |  | Visibility & Predictability | Tx Grid Operation Report | OPERATIONAL ASSESSMENT | FORECASTING | OTN12 |  |  | Evaluate and report on grid operation at Tx Level | [27 empty] | 1 | 1 | [27 empty] | 1 |  |  | 1 |  |  | 1 | [5 empty] | 1 | [7 empty] | 1 |  | 1 |  |  | Capability exists
Operate |  | Visibility & Predictability | Prudentials Report | FINANCIAL | TRANSACTIONS | OTN13 |  |  | Run Prudential Process | [21 empty] | 1 | [22 empty] | 1 |  | 1 | [11 empty] | 1 | 1 |  |  |  |  | 1 | [5 empty] | 1 | [5 empty] | 1 | 1 |  | VSR prudential process to be clarified and implementd for IPRR |  | Capability exists
Operate |  | Visibility & Predictability | Payment | FINANCIAL | TRANSACTIONS | OTN14 |  |  | Run settlement process | [21 empty] | 1 | [22 empty] | 1 | [13 empty] | 1 |  |  |  | 1 | [6 empty] | 1 | [5 empty] | 1 |  |  | 1 |  |  | New capability required | New process yet to be implemented. |  |  |  | 1 |  |  | GVP24
Operate |  | Visibility & Predictability | Payment | FINANCIAL | TRANSACTIONS | OTN15 |  |  | Receive compensation payment instructions | [12 empty] | 1 | [37 empty] | 1 | [8 empty] | 1 |  |  |  | 1 | [5 empty] | 1 | [5 empty] | 1 |  | 1 |  | Compensation payment arrangements to be determined for IPRR |  | New capability required | New process yet to be implemented. |  |  |  | 1 |  |  | GVP09
Operate |  | Visibility & Predictability | Compensation Application | BREACH&COMPENSATION | CONTRACTS | OTN16 |  |  | Manage Compensation claims process | [12 empty] | 1 | [25 empty] | 1 | [5 empty] | 1 | [11 empty] | 1 |  |  |  | 1 |  |  |  | 1 | [5 empty] | 1 |  |  |  |  | 1 |  | 1 |  |  |  | New capability required | Compensation arrangements not defined |  |  |  | 1 |  |  | GVP09
Operate |  | Visibility & Predictability | Compensation Application | BREACH&COMPENSATION | CONTRACTS | OTN17 |  |  | Assess compensation claims | [9 empty] | 1 | [31 empty] | 1 | [18 empty] | 1 |  |  |  | 1 | [5 empty] | 1 |  |  |  |  | 1 |  | 1 |  | Compensation claim process for CER requires development, current state unclear, likely lacks maturity at a minimum |  | New capability required | New process yet to be implemented. Claim Manager and Independent CER Expert roles not defined or assigned to any actor. |  |  |  | 1 |  |  | GVP09
Operate |  | Visibility & Predictability | Dx Network Models | PS MODELS | POWER SYSTEM MODELS | OTN18 |  |  | Manage Dx network models | [16 empty] | 1 | [17 empty] | 1 | [10 empty] | 1 | [9 empty] | 1 |  |  | 1 |  |  |  |  | 1 | [5 empty] | 1 | [5 empty] | 1 | 1 | 1 |  | CER not included in network models (CERs are linked to NMIs, which are the end point of the network model. |  | Augmentation required | CER to be incorporated into network models |  | 1 |  |  |  | 1 | GVP10 GVP12
Operate | OTE | Security | Signal | OPERATIONAL INTERVENTION | OPERATIONS | OTN19 |  | OE.SoD3 | Adjust CER energy flow on the network in response to LOR2/MSL2 | [27 empty] | 1 | 1 | [26 empty] | 1 |  |  | 1 |  |  |  | 1 | [5 empty] | 1 | [7 empty] | 1 | 1 |  |  |  | Augmentation required | Dx (DSO) capability to adjust flows is not at target state, lacks maturity. Signals broadcast, lack narrow-cast capability Signals able to be overriden by others with access to inverter communications |  |  |  |  | 1 |  | GS21 GS22 GS23
Operate |  | Visibility & Predictability | Dx Load Forecasts | FORECAST | FORECASTING | OTN20 |  |  | Generate Load Forecasts | [26 empty] | 1 | [7 empty] | 1 | [15 empty] | 1 |  |  |  |  | 1 | 1 | 1 | 1 |  |  |  | 1 | [5 empty] | 1 | [6 empty] | 1 |  | 1 |  | Dx forecasts not shared with Tx and SO Dx lacks visibility and predictability of CER |  | Augmentation required | Accuracy of market forecasts uncertain due to lack of available accurate CER data. |  | 1 |  |  |  |  | GS19
Operate | FPO(STPASA) TDC | Visibility & Predictability | Dx capacities | DOE | FORECASTING | OTN21 |  | FP.D2 | Calculate and provide Dx capacities | [16 empty] | 1 | [9 empty] | 1 | [7 empty] | 1 | [21 empty] | 1 | 1 | 1 |  |  |  | 1 | [5 empty] | 1 | [5 empty] | 1 |  |  | 1 |  | No defined and standardised way to calculate aggregregate Dx capacities and communicate them |  | Augmentation required | Function to maximise use of hosting capacity impacted by lack of visibility of CER connected to the network. Currently no relationship for DOE advice between distributors and system operator. Provisions of 'aggregate' Dx capacities not defined (e.g. at what level). No defined and standardised way to calculate aggregregate Dx capacities and communicate them. Limited CER (and VPP operators) able to receive and act upon DOEs |  | 1 |  |  |  |  | GO01 | Calculation methodology for Dx DOE limits and allocation of hosting capacity not transparent and consistent across regions
Operate | FPO(STPASA) TDC | Visibility & Predictability | Dx nd Tx Capacities | TXDX INTERFACE | OPERATIONS | OTN21.s |  | FP.SoD1 | Receive Dx and Tx capacities | [26 empty] | 1 | [7 empty] | 1 | [15 empty] | 1 |  |  |  |  | 1 | 1 | 1 | 1 |  |  |  | 1 | [5 empty] | 1 | [6 empty] | 1 |  | 1 |  | Dx capacities not shared at present |  | Augmentation required | Dx capacity and constraints not shared with SO (Tx) |  | 1 |  |  |  |  | GS37 | T-D interface coordination: Sharing of aggregate CER operating limits (standing and forecasts) relating to T-D operations is not defined and standardised with streamlined interfaces incl calculation methodology, data definitions, reporting/sharing requirements and procedures and interfaces
Operate | FPO(STPASA) | Visibility & Predictability | DOE profile baseline | DOE | FORECASTING | OTN22 |  | FP.SoD6 | Generate and publish DOE | [16 empty] | 1 | [9 empty] | 1 |  |  |  | 1 | 1 |  |  | 1 | 1 |  | 1 | [6 empty] | 1 |  | 1 |  |  |  | 1 | [5 empty] | 1 | 1 | 1 |  |  |  |  | 1 | [5 empty] | 1 | [5 empty] | 1 |  | 1 |  | DOEs are not shared to all the parties that need visibility of them currently. |  | Augmentation required | Function to maximise use of hosting capacity impacted by lack of visibility of CER connected to the network. Currently no relationship for DOE advice between distributors and system operator. Provisions of 'aggregate' Dx capacities not defined (e.g. at what level). No defined and standardised way to calculate aggregregate Dx capacities and communicate them. Limited CER (and VPP operators) able to receive and act upon DOEs |  | 1 |  |  |  |  | GO01 GS24 | Calculation methodology for Dx DOE limits and allocation of hosting capacity not transparent and consistent across regions CER Operating Limits (e.g dynamic operating envelopes (DOEs)) not standardised and in place across all regions,discoverable to all relevant stakeholders(e.g. Customer Agents, Retailers, Communication Manager,devices etc). Includes Defining messages, processes, interfaces, receipt permissions
Operate |  | Orchestration | DOE Conformance | TELEMETRY (DEVICE) | MEASUREMENTS | OTN23 |  |  | Monitor Conformity of DOEs | [16 empty] | 1 | [9 empty] | 1 |  |  |  | 1 | 1 |  |  | 1 |  |  | 1 | [20 empty] | 1 |  |  |  | 1 | [5 empty] | 1 | [6 empty] | 1 |  | 1 |  | Not currently undertaken. Significant accuracy issues of CER performance/operational data |  | New capability required | Not currently undertaken. Significant accuracy issues of CER performance/operational data |  | 1 |  | 1 | 1 |  | GS14 GS11 GS24
Operate |  | Visibility & Predictability | Dx Data | CER MASTER DATA | CER MASTER DATA | OTN24 |  |  | Operate Dx data registries | [16 empty] | 1 | [9 empty] | 1 |  |  | 1 | [28 empty] | 1 |  |  |  | 1 | 1 | 1 |  |  |  | 1 | 1 | 1 | 1 |  |  |  | 1 |  |  | 1 |  |  | Capability exists
Operate |  | Orchestration | Customer Data | CER MASTER DATA | CER MASTER DATA | OTN25 |  |  | Operate Dx customer engagement & information systems | [16 empty] | 1 | [12 empty] | 1 | [28 empty] | 1 |  |  |  | 1 | 1 | 1 |  |  |  | 1 | 1 | 1 | 1 |  |  |  | 1 |  | 1 |  | Dx does not have direct customer relationship, Customer data likely to have quality issues |  | Augmentation required | DNSPs do not have direct customer relationships Data quality for customers likely to have quality issues |  |  |  | 1 |  |  | GO04 | Off-market CER flexibility services are not standardised (definition, contract terms, qualification and performance testing) and in place across all regions in a way that is discoverable, easily accessible by Customer Agents and able to have timely forecasted, conformance assessed and catalogue evolve. E.g. Local network support services (Tx and Dx), Retailer Flexibility and others
Operate | FPO(STPASA) TDC | Visibility & Predictability | Dx Outage Plan | OUTAGE PLAN | POWER SYSTEM MODELS | OTN26 |  | FP.D4 | Develop Dx outage plan | [16 empty] | 1 | [39 empty] | 1 |  | 1 |  |  |  |  | 1 | [5 empty] | 1 |  |  |  |  | 1 |  |  | 1 |  | Dx outage plans are not shared with TNSP, AEMO or participants |  | Augmentation required | Dx outage plans are not shared with TNSP, AEMO or retailer yet. Retailers/Customer Agents may want to see which NMIs in their VPPs would be affected by planned / unplanned outages so that they can be removed from portfolio activities for the day CER not yet at scale where DNSPs can procure network services to support outage planning, but this may be possible as CER scale | [5 empty] | 1 | GO07
Operate/ Trade | FPO(STPASA) TDC | Visibility & Predictability | Dx Network Constraints | DOE | FORECASTING | OTN27 |  | FP.SoD2 | Calculate and provide Dx Network Constraints | [26 empty] | 1 |  |  |  | 1 | 1 |  |  | 1 |  |  | 1 | [6 empty] | 1 | 1 | [9 empty] | 1 | 1 | 1 | 1 |  |  |  |  | 1 | [5 empty] | 1 | [5 empty] | 1 |  | 1 |  | Hosting capacity calculations not widespread across NEM |  | Capability exists
Operate/ Trade | FPO(STPASA) | Orchestration | CER Services | CER SERVICE OFFERS | CONTRACTS | OTN28 |  |  | Manage Dx Network constraints through CER service | [26 empty] | 1 | [7 empty] | 1 | [9 empty] | 1 | 1 | [9 empty] | 1 | 1 | 1 | 1 |  |  |  | 1 | 1 | 1 |  |  |  | 1 | 1 | 1 |  |  |  |  | 1 |  | 1 |  | CER services for Dx has limited application at present. DOE offers for pv flex not widespread across NEM |  | Augmentation required | Limited (if any) CER services procured to manage network constraints, other than DOE rollouts for pv |  |  |  | 1 |  | 1 | GO04 GO08 GO10 | Off-market CER flexibility services are not standardised (definition, contract terms, qualification and performance testing) and in place across all regions in a way that is discoverable, easily accessible by Customer Agents and able to have timely forecasted, conformance assessed and catalogue evolve. E.g. Local network support services (Tx and Dx), Retailer Flexibility and others
Operate/ Trade | FPO(STPASA) | Orchestration | Dx Forecast | LOCATIONAL SERVICES | CONTRACTS | OTN28.s |  | FP.SoD3 | Generate Dx network services forecast | [26 empty] | 1 |  |  |  | 1 | 1 |  |  | 1 |  |  | 1 | [6 empty] | 1 | 1 | [9 empty] | 1 | 1 | 1 | 1 |  |  |  | 1 | [5 empty] | 1 | [6 empty] | 1 |  | 1 |  | Dx forecast not shared at present (or generated for STPASA timelines) |  | Augmentation required | Dx forecast not shared at present (or generated for STPASA timelines) | [5 empty] | 1 | GO08
Operate/ Trade | FPO(STPASA) | Orchestration | Dx network services tenders | LOCATIONAL SERVICES | CONTRACTS | OTN28.s |  | FP.SoD4 | Publish Dx network services forecast and release requests | [16 empty] | 1 | [9 empty] | 1 | [7 empty] | 1 | [9 empty] | 1 | [14 empty] | 1 |  |  |  |  | 1 |  |  |  |  | 1 |  |  |  |  | 1 |  |  | 1 |  | Tenders not standardised |  | Augmentation required | Dx services not clearly defined or standardised | [5 empty] | 1 | GO10
Operate/ Trade |  | Security | Delivery trigger | ACTIVATION | TRANSACTIONS | OTN29 |  |  | Trigger Dx network service dispatch | [16 empty] | 1 | [9 empty] | 1 | [17 empty] | 1 | [13 empty] | 1 |  |  |  | 1 | [5 empty] | 1 | [7 empty] | 1 |  | 1 |  |  | Capability exists
Operate |  | Security | Safety Protocols | COMPLIANCE | CER MASTER DATA | OTN30 |  |  | Ensure Dx public and workforce safety | [16 empty] | 1 | [15 empty] | 1 | [26 empty] | 1 |  |  |  |  | 1 | [5 empty] | 1 |  |  |  | 1 |  |  |  | 1 |  |  | Capability exists
Operate |  | Orchestration | Payment notice | FINANCIAL | TRANSACTIONS | OTN31 |  |  | Settle Dx Network service payments | [16 empty] | 1 | [9 empty] | 1 | [17 empty] | 1 | [14 empty] | 1 |  |  |  |  | 1 | [5 empty] | 1 | [5 empty] | 1 | 1 |  | Not yet fully digitalised and standardised |  | Augmentation required | Not yet fully digitalised and standardised |  |  |  | 1 |  |  | GO04 GO05 | Off-market CER flexibility services are not standardised (definition, contract terms, qualification and performance testing) and in place across all regions in a way that is discoverable, easily accessible by Customer Agents and able to have timely forecasted, conformance assessed and catalogue evolve. E.g. Local network support services (Tx and Dx), Retailer Flexibility and others
Operate |  | Security | Safety Protocols | COMPLIANCE | CER MASTER DATA | OTN32 |  |  | Ensure Tx public and workforce safety | [28 empty] | 1 |  |  |  | 1 | [26 empty] | 1 |  |  |  |  | 1 | [5 empty] | 1 |  |  |  | 1 |  |  |  | 1 |  |  | Capability exists
Operate/ Trade | FPO(STPASA) TDC | Security | Tx Network Constraints | DOE | FORECASTING | OTN33 |  | FP.T7 | Calculate and provide Tx Network constraint | [28 empty] | 1 | [5 empty] | 1 | [9 empty] | 1 | 1 | [9 empty] | 1 | 1 |  | 1 |  |  |  |  | 1 | [5 empty] | 1 | [5 empty] | 1 |  |  | 1 |  |  | Capability exists
Operate/ Trade |  | Orchestration | Tx network services forecasts | LOCATIONAL SERVICES | CONTRACTS | OTN34 |  |  | Manage Tx Network constraints through CER services | [27 empty] | 1 | 1 | [5 empty] | 1 | [10 empty] | 1 | [9 empty] | 1 | 1 |  | 1 |  |  |  | 1 | [5 empty] | 1 | [6 empty] | 1 |  | 1 |  | CER services for Tx not undertaken currently |  | New capability required | CER services for Tx not undertaken currently |  |  |  | 1 |  |  | GO04 | Off-market CER flexibility services are not standardised (definition, contract terms, qualification and performance testing) and in place across all regions in a way that is discoverable, easily accessible by Customer Agents and able to have timely forecasted, conformance assessed and catalogue evolve. E.g. Local network support services (Tx and Dx), Retailer Flexibility and others
Operate/ Trade |  | Orchestration | Delivery trigger | ACTIVATION | TRANSACTIONS | OTN35 |  |  | Trigger Tx network service dispatch | [27 empty] | 1 | 1 | [15 empty] | 1 | [13 empty] | 1 |  |  |  | 1 | [5 empty] | 1 | [7 empty] | 1 |  | 1 |  |  | Capability exists
Operate |  | Orchestration | Payment notice | FINANCIAL | TRANSACTIONS | OTN36 |  |  | Settle Tx Network service payments | [27 empty] | 1 | 1 | [15 empty] | 1 | [14 empty] | 1 |  |  |  |  | 1 | [5 empty] | 1 | [5 empty] | 1 | 1 |  | Not yet fully digitalised and standardised |  | Augmentation required | Not yet fully digitalised and standardised. |  |  |  | 1 |  |  | GO04 GO05
Operate |  | Visibility & Predictability | Tx Data | CER MASTER DATA | CER MASTER DATA | OTN37 |  |  | Operate Tx data registries | [28 empty] | 1 | [16 empty] | 1 | [9 empty] | 1 |  |  | 1 |  |  |  | 1 | 1 | 1 |  |  |  | 1 | 1 | 1 | 1 |  |  |  | 1 |  |  | 1 |  |  | Capability exists
Operate |  | Visibility & Predictability | Customer Data | CER MASTER DATA | CER MASTER DATA | OTN38 |  |  | Operate Tx customer engagement & information systems | [28 empty] | 1 | [16 empty] | 1 | [9 empty] | 1 |  |  |  | 1 |  |  | 1 | 1 | 1 |  |  |  | 1 | 1 | 1 | 1 |  |  |  | 1 |  |  | 1 |  |  | Capability exists
Operate |  | Visibility & Predictability | Tx Network Models | PS MODELS | POWER SYSTEM MODELS | OTN39 |  |  | Manage Tx network models | [28 empty] | 1 | [16 empty] | 1 | [10 empty] | 1 |  | 1 |  |  |  |  | 1 | [5 empty] | 1 | [5 empty] | 1 | 1 | 1 |  | CER not included in network models (CERs are linked to NMIs, which are the end point of the network model. |  | Augmentation required | CER to be incorporated into network models |  | 1 |  |  |  |  | GVP12
Operate/ Trade | FPO(STPASA) | Orchestration | Opportunities (Market and NonMarket) | MARKET OUTLOOK REPORT/PUBLICATION | FORECASTING | OTN41 |  | FP.CA3 | Analyse market and off-market opportunities | [15 empty] | 1 | [18 empty] | 1 | [9 empty] | 1 | [13 empty] | 1 | 1 |  | 1 | 1 | [5 empty] | 1 | [6 empty] | 1 |  | 1 |  | Limited market opportunities, and potentially limited access to off-market opporutnities |  | Augmentation required | Customer agent capability exists but lack of standardisation and publication makes their job much harder |  | 1 |  | 1 |  | 1 | GO04 GO06 GO10 | Off-market CER flexibility services are not standardised (definition, contract terms, qualification and performance testing) and in place across all regions in a way that is discoverable, easily accessible by Customer Agents and able to have timely forecasted, conformance assessed and catalogue evolve. E.g. Local network support services (Tx and Dx), Retailer Flexibility and others Market data is not easily accessible in a machine-to-machine interface to enable Customer Agent learning e.g. forecasting, service opportiunity analysis, value stacking for customers
Trade | FPO(STPASA) | Visibility & Predictability | Contract | PORTFOLIO | CONTRACTS | OTN42 |  | FP.CA5 | Manage CER customer contracts, including impact of customer preferences | [15 empty] | 1 | [16 empty] | 1 |  |  | 1 | [22 empty] | 1 |  |  | 1 |  | 1 | [5 empty] | 1 | [5 empty] | 1 |  |  | 1 |  |  | Augmentation required | Customer protections to be updated/introduced. |  |  |  | 1 |  |  | GS30
Operate/ Trade | FPO(STPASA) | Orchestration | CER Portfolio & Capacity | FORECAST | FORECASTING | OTN43 |  | FP.CA2 | Forecast portfolio (VSRs) capacities | [58 empty] | 1 |  |  |  | 1 | [5 empty] | 1 | [6 empty] | 1 |  | 1 |  | Retailer/aggregator operational forecasts not currently shared, though IPRR will change this. |  | Augmentation required | Dx outage plans are not shared with Retailer/Customer Agent yet. Retailers/Customer Agents may want to see which NMIs in their VPPs would be affected by planned / unplanned outages so that they can be removed from portfolio activities for the day |  | 1 |  | 1 |  | 1 | GO04 GO07 GS04 GS24 GS28 | Off-market CER flexibility services are not standardised (definition, contract terms, qualification and performance testing) and in place across all regions in a way that is discoverable, easily accessible by Customer Agents and able to have timely forecasted, conformance assessed and catalogue evolve. E.g. Local network support services (Tx and Dx), Retailer Flexibility and others
Operate/ Trade | FPO(STPASA) | Security | DOE profile baseline | DOE | FORECASTING | OTN44 |  | FP.CA6 | Ingest DOE (system normal) | [16 empty] | 1 | [9 empty] | 1 | [7 empty] | 1 | [9 empty] | 1 | [13 empty] | 1 |  |  |  |  | 1 |  |  |  |  | 1 | [6 empty] | 1 |  | 1 |  | Accuracy of DOEs uncertain due to lack of available accurate CER data and nascent of DOE tech |  | Augmentation required | Function to maximise use of hosting capacity impacted by lack of visibility of CER connected to the network. Currently no relationship for DOE advice between distributors and system operator. Provisions of 'aggregate' Dx capacities not defined (e.g. at what level). No defined and standardised way to calculate aggregregate Dx capacities and communicate them. Limited CER (and VPP operators) able to receive and act upon DOEs |  | 1 |  |  |  |  | GS24
Trade |  | Visibility & Predictability | Bids and Offers | MARKET | TRANSACTIONS | OTN45 |  |  | Maintain Prudentials within Bids & Offers | [15 empty] | 1 |  | 1 | [32 empty] | 1 | [7 empty] | 1 |  |  | 1 | 1 | [5 empty] | 1 | [7 empty] | 1 | 1 |  | CER aggregators do not participate in the energy market, though IPRR will change this. |  | Augmentation required | CER aggregators do not participate in the energy market, though IPRR will change this. |  |  |  | 1 |  |  | GVP25 GVP26
Trade | FPO(STPASA) | Visibility & Predictability |  | PORTFOLIO | CONTRACTS | OTN45.s |  | FP.CA8 | Optimise CER capacity / flexibility contributions | [16 empty] | 1 | [9 empty] | 1 | [7 empty] | 1 | [9 empty] | 1 | [13 empty] | 1 |  |  |  |  | 1 | 1 |  |  |  |  | 1 | 1 |  |  |  |  | 1 |  | 1 |  | CER aggregators do not participate in the energy market, though IPRR will change this. |  | Augmentation required | Limited opportunity for VPPs to provide services to multiple parties or markets - ability to optimise across opportunities likely limited (if non existent) |  |  |  | 1 |  |  | GVP25
Trade |  | Orchestration | Bids and Offers | MARKET | TRANSACTIONS | OTN46 |  |  | Provide ongoing Bids | [15 empty] | 1 | [34 empty] | 1 | [7 empty] | 1 |  |  |  | 1 | [5 empty] | 1 | [7 empty] | 1 | 1 |  | CER aggregators do not participate in the energy market, though IPRR will change this. |  | Augmentation required | CER aggregators do not participate in the energy market, though IPRR will change this. |  |  | 1 |  |  | 1 | GS26 GS27 GO08
Operate/ Trade |  | Visibility & Predictability | CER Portfolio & Capacity | PORTFOLIO | CONTRACTS | OTN47 |  |  | CER Portfolio establishment & management | [15 empty] | 1 | [18 empty] | 1 | [15 empty] | 1 | [7 empty] | 1 |  |  |  |  | 1 | [5 empty] | 1 | [5 empty] | 1 |  | 1 |  |  |  | Augmentation required | Dx outage plans are not shared with Retailer/Customer Agent yet. Retailers/Customer Agents may want to see which NMIs in their VPPs would be affected by planned / unplanned outages so that they can be removed from portfolio activities for the day CER portfolio management limited to off-market arrangements now given no access to wholesale market CER portfolio registration capability required for market purposes | [5 empty] | 1 | GO08
Operate/ Trade |  | Security | Communication Channel | COMMISSIONING | CER MASTER DATA | OTN48 |  | OE.Co1 OE.Co2 OE.Co3 | Establish communication channel | [15 empty] | 1 | [16 empty] | 1 |  |  | 1 | [6 empty] | 1 | [15 empty] | 1 |  |  |  | 1 | [5 empty] | 1 | [6 empty] | 1 |  | 1 |  | Some VPP platforms may be restricted to certain CER vendor APIs, limiting the range of CER they can communicate with as well as the latency of communicatin |  | Augmentation required | Some VPP platforms may be restricted to certain CER vendor APIs, limiting the range of CER they can communicate with as well as the latency of communication |  |  | 1 |  |  |  | GS26 GS27
Trade |  | Security | Dispatch Instructions | ACTIVATION | TRANSACTIONS | OTN49 |  |  | Ingest Dispatch Instructions | [21 empty] | 1 | [22 empty] | 1 | [13 empty] | 1 |  |  |  | 1 | [5 empty] | 1 | [7 empty] | 1 |  | 1 |  |  | Capability exists
Operate | OTE | Orchestration | VSRs | PORTFOLIO | CONTRACTS | OTN50 |  | OE.CA5 | Manage CERs in their VSRs | [15 empty] | 1 | [16 empty] | 1 | [9 empty] | 1 | [15 empty] | 1 |  |  |  |  | 1 |  |  |  |  | 1 | [6 empty] | 1 |  | 1 |  |  |  | Augmentation required | Dx outage plans are not shared with Retailer/Customer Agent yet. Retailers/Customer Agents may want to see which NMIs in their VPPs would be affected by planned / unplanned outages so that they can be removed from portfolio activities for the day CER portfolio management limited to off-market arrangements now given no access to wholesale market CER portfolio registration capability required for market purposes |  |  |  |  | 1 | 1 | GS23 GO07 GO08
Operate | OTE | Security | Market Notices | MARKET NOTICE | OPERATIONS | OTN51 |  | OE.CA1 | Monitor market notices | [27 empty] | 1 | [16 empty] | 1 | [13 empty] | 1 |  |  |  | 1 | [5 empty] | 1 | [5 empty] | 1 |  |  |  | 1 |  |  | Capability exists
Trade |  | Visibility & Predictability | Aggregated Performance telemetry | TELEMETRY (PORTFOLIO) | MEASUREMENTS | OTN52 |  |  | Calculate and provide aggregated telemetry | [15 empty] | 1 | [18 empty] | 1 | [15 empty] | 1 | [7 empty] | 1 |  |  |  | 1 | [5 empty] | 1 | [5 empty] | 1 |  |  | 1 |  | Scalable way to provide operational telemetry to multiple parties does not exist. Significant accuracy issues of CER performance/operational data |  | Augmentation required | Lack of defined processes re: sharing rights and obligations. Lack of standardised and cost-effective way to share operational data |  | 1 |  |  |  |  | GVP15
Trade |  | Visibility & Predictability | Settlement notice | FINANCIAL | TRANSACTIONS | OTN53 |  |  | Participate in Settlement | [15 empty] | 1 | [34 empty] | 1 | [7 empty] | 1 | [5 empty] | 1 | [5 empty] | 1 |  |  |  |  | 1 |  |  | 1 | VPP involvement in settlement to be implemented as part of IPRR |  | Capability exists
Operate |  | Visibility & Predictability | Payment | FINANCIAL | TRANSACTIONS | OTN54 |  |  | Provide incentives or Receive payments | [15 empty] | 1 | [16 empty] | 1 |  |  | 1 | [23 empty] | 1 |  |  |  |  | 1 | [5 empty] | 1 |  |  |  |  | 1 |  |  | 1 |  |  | Capability exists
Operate | MAEC | Visibility & Predictability | Performance telemetry | TELEMETRY (DEVICE) | MEASUREMENTS | OTN55 |  | MC.CA1 | Monitor conformity of customer's CER |  |  |  | 1 |  |  | 1 | [6 empty] | 1 | [20 empty] | 1 | [9 empty] | 1 | [13 empty] | 1 |  |  |  | 1 | [5 empty] | 1 | [6 empty] | 1 |  | 1 |  | Not currently undertaken. Significant accuracy issues of CER performance/operational data |  | New capability required | Lack of clear standards that CER must conform to. Lack of clear compliance and conformance processes. |  |  |  | 1 |  |  | GS14
Trade |  | Orchestration | Network Constaints | DOE | FORECASTING | OTN56 |  |  | Receive Network constraints for CER | [26 empty] | 1 |  |  |  | 1 | 1 |  |  | 1 |  |  | 1 | [6 empty] | 1 |  | 1 | [9 empty] | 1 |  | 1 |  |  |  | 1 | [5 empty] | 1 | [6 empty] | 1 |  | 1 |  | Not undertaken at present |  | New capability required | Function to maximise use of hosting capacity impacted by lack of visibility of CER connected to the network. Currently no relationship for DOE advice between distributors and system operator. No defined and standardised way to calculate aggregate Dx capacities and communicate them. |  | 1 |  |  |  | 1 | GO01 GS24 GO10 | Calculation methodology for Dx DOE limits and allocation of hosting capacity not transparent and consistent across regions
Trade |  | Orchestration | Network Constaints | DOE | FORECASTING | OTN57 |  |  | Prepare & respond to network constraints | [15 empty] | 1 | [18 empty] | 1 | [9 empty] | 1 |  | 1 | [9 empty] | 1 |  | 1 |  |  |  | 1 | [5 empty] | 1 | [6 empty] | 1 |  | 1 |  | Limited CER able to respond to export limts being reduced |  | Augmentation required | Function to maximise use of hosting capacity impacted by lack of visibility of CER connected to the network. Currently no relationship for DOE advice between distributors and system operator. Provisions of 'aggregate' Dx capacities not defined (e.g. at what level). No defined and standardised way to calculate aggregregate Dx capacities and communicate them. Limited CER (and VPP operators) able to receive and act upon DOEs |  |  | 1 | 1 | 1 |  | GS30 GS10 GS22 GS23 GS26 GS27
Trade | FPO(MLT) | Orchestration | Off-market transaction agreements | LOCATIONAL SERVICES | CONTRACTS | OTN58 |  | P.CA8 | Negotiate and structure transations | [16 empty] | 1 | 1 | [8 empty] | 1 | 1 | 1 | [15 empty] | 1 | [15 empty] | 1 |  |  |  | 1 | 1 | 1 | 1 |  |  | 1 | [5 empty] | 1 | 1 |  | Bespoke, bilateral contracts that are not scalable. |  | Augmentation required | Contracts are not currently standardised. B2B system to register interest and secure contracts required |  |  |  | 1 |  | 1 | GO04 GO05 GO08 GO10 | Off-market CER flexibility services are not standardised (definition, contract terms, qualification and performance testing) and in place across all regions in a way that is discoverable, easily accessible by Customer Agents and able to have timely forecasted, conformance assessed and catalogue evolve. E.g. Local network support services (Tx and Dx), Retailer Flexibility and others
Operate | OTE | Security | Signal | OPERATIONAL INTERVENTION | OPERATIONS | OTN59 |  | OE.CA2 | Receive direction to manage their (VSR) portfolios | [16 empty] | 1 | [9 empty] | 1 | [17 empty] | 1 | [13 empty] | 1 | [8 empty] | 1 | [5 empty] | 1 |  | 1 |  |  | 1 |  |  | Capability exists
Operate | OTE | Security | Compensation Application | CONFORMANCE | FORECASTING | OTN60 |  | OE.CA3 | Participate in RERT function | [15 empty] | 1 | [26 empty] | 1 | [15 empty] | 1 | 1 | [7 empty] | 1 |  |  | 1 |  |  |  |  | 1 |  |  | 1 |  |  | Capability exists
Operate |  | Visibility & Predictability | Compensation Application | CONFORMANCE | FORECASTING | OTN61 |  |  | Develop compensation claim application | [15 empty] | 1 | [22 empty] | 1 |  |  | 1 | [17 empty] | 1 |  |  |  |  | 1 | [5 empty] | 1 |  |  |  | 1 |  |  | 1 |  |  |  | Augmentation required | CER Conformance and compensation claim arrangements not defined or available |  |  |  | 1 |  |  | GVP09
Operate | OTE | Visibility & Predictability | MSL2/LOR2 Notification | ACTIVATION | TRANSACTIONS | OTN62 | OTN48.s | OE.Co2 | Issue messages to CER | [13 empty] | 1 | [21 empty] | 1 | [22 empty] | 1 |  |  |  | 1 | [5 empty] | 1 | [7 empty] | 1 | 1 |  | Some VPP platforms may be restricted to certain CER vendor APIs, limiting the range of CER they can communicate with as well as the latency of communicatin |  | Augmentation required | Some VPP platforms may be restricted to certain CER vendor APIs, limiting the range of CER they can communicate with as well as the latency of communication |  |  | 1 |  |  |  | GS02
Operate | OTE | Security | Performance telemetry | TELEMETRY (DEVICE) | MEASUREMENTS | OTN63 | OTN48.s | OE.Co3 | Provide operational data to customer agent | [13 empty] | 1 | [20 empty] | 1 | [9 empty] | 1 | [11 empty] | 1 |  | 1 |  |  |  | 1 | [7 empty] | 1 |  |  |  |  | 1 |  | 1 |  | Significant accuracy issues of CER performance/operational data. |  | Augmentation required | Lack of defined processes re: sharing rights and obligations. Lack of standardised and cost-effective way to share operational data | [5 empty] | 1 | GS04
Operate |  | Orchestration | Contract | LOCATIONAL SERVICES | CONTRACTS | OTN64 |  |  | Engage off market CER flexibility services | [13 empty] | 1 | [20 empty] | 1 | [9 empty] | 1 | 1 | [9 empty] | 1 | 1 |  | 1 |  |  |  | 1 | [5 empty] | 1 | [5 empty] | 1 |  |  | 1 |  | Bespoke, bilateral contracts that are not scalable. |  | Augmentation required | Contracts are not currently standardised. B2B system to register interest and secure contracts required |  |  |  | 1 | 1 | 1 | GO04 GO05 GO08 GO10 GS22 | Off-market CER flexibility services are not standardised (definition, contract terms, qualification and performance testing) and in place across all regions in a way that is discoverable, easily accessible by Customer Agents and able to have timely forecasted, conformance assessed and catalogue evolve. E.g. Local network support services (Tx and Dx), Retailer Flexibility and others
Operate | FPO(STPASA) | Orchestration | CER Forecast | LOCATIONAL SERVICES | CONTRACTS | OTN64.s |  | FP.R7 | Receive CER availability to acquire off-market services | [13 empty] | 1 | [20 empty] | 1 | [9 empty] | 1 | 1 | [9 empty] | 1 | 1 |  | 1 | [8 empty] | 1 | [5 empty] | 1 |  | 1 |  | 1 |  |  |  | Augmentation required | Dx services not clearly defined or standardised |  |  |  | 1 |  | 1 | GO05 GO08
Operate | FPO(STPASA) | Orchestration | Retail flex forecast | FLEX (RETAIL) | CONTRACTS | OTN64.s |  | FP.R4 | Generate retail flexibility services forecast | [13 empty] | 1 | [20 empty] | 1 | [9 empty] | 1 | 1 | [9 empty] | 1 | 1 |  | 1 |  |  |  | 1 | [6 empty] | 1 |  |  |  | 1 |  | 1 |  | 1 |  |  |  | New capability required | Retail flex services not clearly defined or standardised |  |  |  |  | 1 |  | GS22
Operate | FPO(STPASA) | Orchestration | Retail flexibility tenders | FLEX (RETAIL) | CONTRACTS | OTN64.s |  | FP.R5 | Publish retail flexibility services forecast and release requests | [17 empty] | 1 | [16 empty] | 1 | [9 empty] | 1 | [14 empty] | 1 |  |  |  |  | 1 |  |  |  |  | 1 |  |  |  |  | 1 |  |  | 1 |  | Tenders not standardised |  | New capability required | Retail flex services not clearly defined or standardised | [5 empty] | 1 | GO10
Operate/ Trade |  | Orchestration | Contract | LOCATIONAL SERVICES | CONTRACTS | OTN65 |  |  | Trigger off market financial agreement for flexibility Service | [17 empty] | 1 | [26 empty] | 1 | [13 empty] | 1 |  |  |  | 1 | [5 empty] | 1 | [6 empty] | 1 |  | 1 |  | No standardised or scalable way to trigger dispatch across flexibility services to many customer agents - bespoke integrations required. |  | Augmentation required | No standardised or scalable way to trigger dispatch across flexibility services to many customer agents - bespoke integrations required. | [5 empty] | 1 | GO10
Operate |  | Orchestration | Settlement notice | FINANCIAL | TRANSACTIONS | OTN66 |  |  | Settle off market flexibility service payments | [17 empty] | 1 | [26 empty] | 1 | [14 empty] | 1 |  |  |  |  | 1 | [5 empty] | 1 | [5 empty] | 1 | 1 |  | Not yet fully digitalised and standardised. |  | Augmentation required | Off-market services not fully defined or standardised |  |  |  | 1 |  |  | GO04 GO05 | Off-market CER flexibility services are not standardised (definition, contract terms, qualification and performance testing) and in place across all regions in a way that is discoverable, easily accessible by Customer Agents and able to have timely forecasted, conformance assessed and catalogue evolve. E.g. Local network support services (Tx and Dx), Retailer Flexibility and others
Operate |  | Visibility & Predictability | Service Order | CUSTOMER COMMS | OPERATIONS | OTN67 |  |  | Facilitate maintenance Of CER |  |  |  | 1 | [11 empty] | 1 | [18 empty] | 1 | [10 empty] | 1 | [15 empty] | 1 |  |  | 1 | [5 empty] | 1 |  |  |  |  | 1 |  |  | 1 |  |  | Capability exists
Operate |  | Visibility & Predictability | Payment | FINANCIAL | TRANSACTIONS | OTN68 |  |  | Receive incentives or make Payment | [15 empty] | 1 | [16 empty] | 1 |  |  | 1 | [23 empty] | 1 |  |  |  |  | 1 | [5 empty] | 1 |  |  |  |  | 1 |  |  | 1 |  |  | Capability exists
Operate |  | Visibility & Predictability | Notification | CUSTOMER COMMS | OPERATIONS | OTN69 |  |  | Tracking usage and receive alerts | [15 empty] | 1 | [16 empty] | 1 |  |  | 1 | [23 empty] | 1 |  |  | 1 | [5 empty] | 1 | [6 empty] | 1 |  |  | 1 |  |  | Capability exists
Operate | MAEC | Visibility & Predictability | VSR Measurement | ACTIVATION | TRANSACTIONS | OTN70 |  | MC.Mo1 | Measure VSR Portfolio | [15 empty] | 1 |  | 1 | [16 empty] | 1 | [15 empty] | 1 | [7 empty] | 1 |  |  |  | 1 |  | 1 | 1 |  |  | 1 | [6 empty] | 1 |  | 1 |  | VSR portfolio measurement guidelines to be confirmed / clarified |  | New capability required | Significant issues with accuracy/visibility of CER operational data. Lack of clear standards that CER must conform to. Lack of clear compliance and conformance processes. Role of the CER Conformance Monitor not defined or assigned to any actor. |  | 1 | 1 | 1 |  |  | GS02 GS14 GVP15
Operate | MAEC CTS | Visibility & Predictability | Performance telemetry | TELEMETRY (DEVICE) | MEASUREMENTS | OTN71 |  | MC.Mo3 | Measure CER/site energy flow | [13 empty] | 1 | [17 empty] | 1 |  |  | 1 | [23 empty] | 1 |  |  |  | 1 | [5 empty] | 1 | [5 empty] | 1 |  |  | 1 |  | Significant accuracy issues of CER performance/operational data Conformance roles do not currently exist and new processes and interfaces need to be built/implemented to define and provide the required level of data for conformance monitoring. |  | New capability required | Significant issues with accuracy/visibility of CER operational data. Lack of clear standards that CER must conform to. Lack of clear compliance and conformance processes. Role of the CER Conformance Monitor not defined or assigned to any actor. |  | 1 | 1 | 1 |  |  | GS02 GS14 GVP15
Operate | MAEC | Security | CER Performance Assessment | TELEMETRY (DEVICE) | MEASUREMENTS | OTN72 |  | MC.As8 | Conformity Assessment of CERs performance standards |  |  | 1 | [27 empty] | 1 |  |  |  | 1 | [24 empty] | 1 |  |  |  | 1 | [5 empty] | 1 | [5 empty] | 1 |  | 1 |  | Not currently undertaken. Significant accuracy issues of CER performance/operational data Performance standards to be defined and implemented |  | New capability required | Lack of clear standards that CER must conform to. Lack of clear compliance and conformance processes. Role of the CER Conformance Assessor not defined or assigned to any actor. |  |  |  | 1 | 1 |  | GS14 GS10
Operate | MAEC | Visibility & Predictability | DOE Conformity Assessment | TELEMETRY (DEVICE) | MEASUREMENTS | OTN73 |  | MC.As7 | DOE Conformity Assessment |  | 1 | [27 empty] | 1 |  |  |  |  | 1 | [23 empty] | 1 |  |  |  | 1 | [6 empty] | 1 | [5 empty] | 1 |  | 1 |  | Not currently undertaken. Significant accuracy issues of CER performance/operational data Performance standards to be defined and implemented |  | New capability required | Lack of clear standards that CER must conform to. Lack of clear compliance and conformance processes. Role of the CER Conformance Assessor not defined or assigned to any actor. |  | 1 | 1 | 1 | 1 | 1 | GS02 GS04 GS14 GS18 GS11 GS23 GS24 GVP15
Operate | MAEC | Orchestration | CER/Site DOEs | DOE | FORECASTING | OTN73.s | OTN23.s | MC.As2 | Access relevant DOEs | [16 empty] | 1 | [13 empty] | 1 | 1 |  |  | 1 |  |  | 1 | [20 empty] | 1 |  |  |  | 1 | [5 empty] | 1 | [6 empty] | 1 |  | 1 |  | Only few DNSPs offering OE arrangements |  | Augmentation required | OEs limited to a few DNSPs only |  |  |  | 1 | 1 |  | GS14 GS18
Operate | MAEC | Visibility & Predictability | Telemetry Assessment | TELEMETRY (DEVICE) | MEASUREMENTS | OTN74 |  | MC.As20 | Independent Telemetry Assessment |  |  | 1 | [27 empty] | 1 |  |  |  | 1 |  |  | 1 | [20 empty] | 1 | [5 empty] | 1 | [5 empty] | 1 |  |  |  |  | 1 |  | 1 |  | Not currently undertaken. Significant accuracy issues of CER performance/operational data Performance standards to be defined and implemented |  | New capability required | Lack of clear standards that CER must conform to. Lack of clear compliance and conformance processes. Role of the CER Conformance Assessor not defined or assigned to any actor. Telemetry assessment methodology and criteria for assessment to be defined |  | 1 | 1 | 1 |  |  | GS02 GS14 GVP15
Operate | MAEC | Security | NSS Conformity Assessment | CONFORMANCE | FORECASTING | OTN75 |  | MC.As9 | Triggered Network Services Conformity Assessment |  | 1 | [29 empty] | 1 |  |  | 1 |  |  | 1 | [20 empty] | 1 |  |  |  | 1 | [5 empty] | 1 | [6 empty] | 1 |  | 1 |  | Not currently undertaken. Significant accuracy issues of CER performance/operational data Performance standards to be defined and implemented |  | New capability required | Lack of clear standards that CER must conform to. Lack of clear compliance and conformance processes. Role of the CER Conformance Assessor not defined or assigned to any actor. |  |  |  | 1 |  |  | GS14
Operate | FPO(STPASA) OTE MAEC FPO(MLT) CTS | Visibility & Predictability | Identity and Access; Pub/Sub rules? | OPERATIONAL ASSESSMENT | FORECASTING | OTN76 |  |  | Facilitate Data Exchange | 1 | 1 | 1 |  | 1 |  |  |  | 1 | 1 |  | 1 | 1 | 1 |  | 1 | 1 | 1 |  |  |  | 1 |  |  |  |  | 1 | 1 | 1 | 1 | 1 | 1 | 1 | 1 | 1 | 1 |  | 1 | 1 |  | 1 | 1 | 1 |  | 1 | 1 | 1 |  |  |  | 1 |  |  |  |  | 1 | 1 | 1 | 1 |  |  |  | 1 | [5 empty] | 1 | [7 empty] | 1 | 1 |  |  |  | New capability required | No industry-level CER data exchange solution available, nor dedicated role/responsibility defined or assigned to an actor. | [5 empty] | 1 | GO10
Operate | FPO(STPASA) TDC | Security | Tx Capacities and Limits Advice | DOE | FORECASTING | OTN77 |  | FP.T2 | Provide Tx capacities and limits advice | [28 empty] | 1 | [27 empty] | 1 |  |  |  |  | 1 | 1 | [5 empty] | 1 | [5 empty] | 1 |  |  | 1 |  | No standardised network model across NEM that can enable CIM transfers and direct ingestion to network model. |  | Augmentation required | Impact of CER portfolios / VPP operatons on transmission constraint not currently considered (as not enough scale so impact is currently immaterial) |  | 1 |  |  |  |  | GS19 GS37
Operate | FPO(STPASA) TDC | Visibility & Predictability | Performance telemetry and weather data | HISTORIC TELEMETRY | MEASUREMENTS | OTN78 |  | FP.T3 | Create Tx operational forecasts (Input: Historical load and generation forecasts and weather data) | [28 empty] | 1 | [5 empty] | 1 | [21 empty] | 1 |  | 1 |  |  |  | 1 | [6 empty] | 1 |  |  |  |  | 1 |  |  | 1 |  | Bottom-up CER forecasts are not available to feed into Tx forecasts |  | Augmentation required | Issues in accuracy of CER data. Bottom-up CER forecasts are not available to feed into Tx forecasts |  | 1 |  |  |  |  | GS19 GVP15
Operate | FPO(STPASA) TDC | Visibility & Predictability | Tx Outage Plan | OUTAGE PLAN | POWER SYSTEM MODELS | OTN79 |  | FP.T5 | Develop Tx outage plan | [28 empty] | 1 | [5 empty] | 1 | [21 empty] | 1 |  | 1 |  |  |  |  | 1 | [5 empty] | 1 |  |  |  |  | 1 |  |  |  | 1 |  |  | Capability exists
Operate/ Trade | FPO(STPASA) | Visibility & Predictability | Bids & Offers | FORECAST | FORECASTING | OTN80 |  | FP.CA1 | Create load and generation forecasts using historical data (Input: Historical load and generation forecasts and telemetry) | [15 empty] | 1 | [18 empty] | 1 | [7 empty] | 1 |  | 1 | [5 empty] | 1 | [5 empty] | 1 |  | 1 |  |  |  | 1 | [5 empty] | 1 | [6 empty] | 1 |  | 1 |  | Retailer/aggregator operational forecasts not currently shared, though IPRR will change this. |  | Augmentation required | Dx outage plans are not yet shared with Retailer/Customer Agent. Retailers/Customer Agents may want to see which NMIs in their VPPs would be affected by planned / unplanned outages so that they can be removed from portfolio activities for the day |  | 1 | 1 |  | 1 |  | GS10 GS22 GS24 GS26 GS27
Operate | FPO(STPASA) | Orchestration | Retail Forecast | FORECAST | FORECASTING | OTN81 |  | FP.R1 | Create retail operational forecasts (Input: Historical load and generation forecasts and telemetry) | [15 empty] | 1 |  | 1 | [16 empty] | 1 | [11 empty] | 1 |  |  |  | 1 | [5 empty] | 1 |  | 1 |  |  |  | 1 | [5 empty] | 1 | [5 empty] | 1 |  |  | 1 |  | Retailer/aggregator operational forecasts not currently shared, though IPRR will change this. |  | Augmentation required | Dx outage plans are not yet shared with Retailer/Customer Agent. Retailers/Customer Agents may want to see which NMIs in their VPPs would be affected by planned / unplanned outages so that they can be removed from portfolio activities for the day |  | 1 |  |  | 1 | 1 | GS10 GS22 GS24 GO10
Operate/ Trade | FPO(STPASA) | Orchestration | Off Market Service Request | LOCATIONAL SERVICES | CONTRACTS | OTN85 |  | FP.S17 | Generate Off-market system service request | [27 empty] | 1 | [6 empty] | 1 | [9 empty] | 1 | [10 empty] | 1 |  |  | 1 |  |  |  |  | 1 | [5 empty] | 1 | [5 empty] | 1 |  | 1 |  | Bespoke, bilateral contracts that are not scalable. |  | Augmentation required | Contracts are not currently standardised. B2B system to register interest and secure contracts required |  | 1 |  |  |  |  | GS19 GS20 GS37
Operate/ Trade | FPO(STPASA) | Orchestration | Off Market Service List | LOCATIONAL SERVICES | CONTRACTS | OTN86 |  | FP.S18 | Publish off-market system services,including emergency | [27 empty] | 1 | [6 empty] | 1 | [9 empty] | 1 | 1 | [9 empty] | 1 | 1 |  | 1 | [5 empty] | 1 | [5 empty] | 1 |  |  |  | 1 |  |  | 1 |  | Bespoke, bilateral contracts that are not scalable. |  | Augmentation required | Contracts are not currently standardised. B2B system to register interest and secure contracts required |  |  |  | 1 |  | 1 | GO04 GO08 GO10 | Off-market CER flexibility services are not standardised (definition, contract terms, qualification and performance testing) and in place across all regions in a way that is discoverable, easily accessible by Customer Agents and able to have timely forecasted, conformance assessed and catalogue evolve. E.g. Local network support services (Tx and Dx), Retailer Flexibility and others
Operate |  | Security | Network Security Assessment (Dx) | OPERATIONAL ASSESSMENT | FORECASTING | OTN88 |  |  | Monitor Dx networks and assess network security | [26 empty] | 1 | [18 empty] | 1 | [10 empty] | 1 | 1 | 1 |  |  |  | 1 | [5 empty] | 1 | [7 empty] | 1 | 1 |  |  |  | Augmentation required | Issues with accuracy of CER standing data and poor availability of monitoring data - e.g. CER telemetry and PQ data from metering providers that could be used for monitoring |  | 1 |  |  |  | 1 | GS06 GS20 GS28
Operate |  | Security | Network Security Assessment (Dx) | OPERATIONAL ASSESSMENT | FORECASTING | OTN89 |  |  | Operate different Dx network arrangements | [16 empty] | 1 | [41 empty] | 1 |  |  |  | 1 | [5 empty] | 1 | [7 empty] | 1 |  | 1 |  |  | Capability exists
Operate |  | Security | Network Security Assessment (Tx) | OPERATIONAL ASSESSMENT | FORECASTING | OTN90 |  |  | Monitor Tx networks and assess network security | [28 empty] | 1 | [27 empty] | 1 |  | 1 |  |  |  | 1 | [5 empty] | 1 | [7 empty] | 1 | 1 |  |  |  | Augmentation required | Immature sharing of CER related data / impacts of CER on operational data from DNSP to TNSP at the T-D interface |  | 1 |  |  |  |  | GS19 GS37
Operate |  | Security | Network Security Assessment (Tx) | OPERATIONAL ASSESSMENT | FORECASTING | OTN91 |  |  | Operate different Tx network arrangements | [28 empty] | 1 | [27 empty] | 1 |  | 1 |  |  |  | 1 | [5 empty] | 1 | [7 empty] | 1 |  | 1 |  |  | Capability exists
Operate | MAEC | Orchestration | Breach Report | CONFORMANCE | FORECASTING | OTN93 |  | MC.As17 | Provide breach report/notification |  | 1 | [32 empty] | 1 |  |  | 1 | 1 |  |  | 1 | [17 empty] | 1 |  |  |  |  | 1 | [5 empty] | 1 |  |  |  |  | 1 |  | 1 |  | Not currently undertaken. Significant accuracy issues of CER performance/operational data Performance standards to be defined and implemented Breach defintions to be defined |  | New capability required | Lack of clear standards that CER must conform to. Lack of clear compliance and conformance processes. Role of the CER Conformance Assessor not defined or assigned to any actor. |  |  |  | 1 | 1 | 1 | GS04 GS14 GS18
Operate |  | Visibility & Predictability | Network Operations Report | TXDX INTERFACE | OPERATIONS | OTN94 |  |  | Evaluate and report on network operation | [26 empty] | 1 | [31 empty] | 1 |  |  |  | 1 | [5 empty] | 1 | [7 empty] | 1 | 1 |  | Limited Dx network visibility |  | Augmentation required | Immature sharing of CER related data / impacts of CER on operational data from DNSP to TNSP at the T-D interface |  | 1 |  | 1 |  |  | GVP08 GS19
Operate | FPO(STPASA) | Visibility & Predictability | Operational Forecasts (Dx) | FORECAST | FORECASTING | OTN95 |  |  | Create and update Dx operational forecasts | [26 empty] | 1 | [7 empty] | 1 | [10 empty] | 1 | [10 empty] | 1 | 1 | 1 |  |  |  | 1 | [5 empty] | 1 | [7 empty] | 1 | 1 |  | Dx forecasts not shared with Tx and SO Dx lacks visibility and predictability of CER |  | Augmentation required | Accuracy of market forecasts uncertain due to lack of available accurate CER data. |  | 1 |  |  |  |  | GS19 GVP15
Operate/ Trade |  | Orchestration | DNP Notification | CUSTOMER COMMS | OPERATIONS | OTN96 |  |  | Trigger dynamic prices | [16 empty] | 1 | [15 empty] | 1 |  |  | 1 | [8 empty] | 1 | [13 empty] | 1 |  |  |  | 1 | [5 empty] | 1 | [5 empty] | 1 |  |  | 1 |  | Dynamic Network pricing only delivered as part of trials, not delivered at scale anywhere in the NEM |  | Augmentation required | DNP trigger and communication required at scale (full maturity) Full-passthrough by retailers required for effect | [5 empty] | 1 | GO08 GO10 GVP06
Operate | OTE | Visibility & Predictability | MSL2/LOR2 Notification | ACTIVATION | TRANSACTIONS | OTN97 | OTN48 | OE.Co1 | Receive Service requests (LOR2/MSL2) | [15 empty] | 1 | [26 empty] | 1 | [15 empty] | 1 |  |  |  | 1 | [5 empty] | 1 | [7 empty] | 1 | 1 |  | Service requests are broadcast in nature, no narrowcasting possible. Many CER inverters cannot receive service requests |  | Augmentation required | Highly manual emergency procedures |  |  |  |  | 1 |  | GS08
Oversee | IMIC | Visibility & Predictability | CER uptake metrics & report | MARKET OUTLOOK REPORT/PUBLICATION | FORECASTING | PO01 |  | I.TR1 | Track CER uptake and maturity | [11 empty] | 1 | [19 empty] | 1 |  | 1 |  |  | 1 | [7 empty] | 1 | 1 | 1 |  |  | 1 | 1 |  |  | 1 |  | 1 | 1 | 1 |  |  | 1 | [5 empty] | 1 | 1 |  |  |  |  | 1 | 1 | 1 |  |  |  | 1 |  |  | Augmentation required | CER uptake is being tracked today however, ongoing and consistent maturity assessments are not at target state. CER Regulator role does not exist |  |  |  | 1 |  |  | GS36
Plan |  | Visibility & Predictability | Market Trends | MARKET OUTLOOK REPORT/PUBLICATION | FORECASTING | PO02 |  |  | Monitor market trends influencing CER uptake and operation | [11 empty] | 1 | [19 empty] | 1 |  | 1 |  |  | 1 | [7 empty] | 1 | 1 | 1 |  |  | 1 | 1 |  |  | 1 |  | 1 | 1 | 1 |  |  | 1 | 1 |  |  | 1 |  | 1 | 1 |  |  | 1 | 1 | 1 | 1 | 1 | 1 |  | 1 |  |  |  | Augmentation required | CER Regulator role does not exist. While ISP has models for CER uptake, market monitoring data is not an active process undertaken by any role |  |  |  | 1 |  |  | GVP17
Oversee |  | Visibility & Predictability | CER incentive/credits | FINANCIAL | TRANSACTIONS | PO03 |  |  | Set, Adjust & track CER incentive/credits | [15 empty] | 1 |  | 1 | [7 empty] | 1 | [18 empty] | 1 |  | 1 |  |  |  | 1 | [9 empty] | 1 |  | 1 | 1 |  | 1 | 1 |  | 1 | 1 | 1 | 1 | 1 | 1 |  | 1 |  |  | 1 |  |  | Augmentation required | State governments currently have primary obligation to perform this capability. There is a gap in the ability to adjust and track CER incentives and credits in a single and consistent way. |  |  |  | 1 |  |  | GVP16
Oversee |  | Visibility & Predictability | CER regulatory requirements & initiatives | COMPLIANCE | CER MASTER DATA | PO04 |  |  | Ensure CER regulatory requirements & initiatives awareness | [11 empty] | 1 |  |  |  | 1 |  | 1 | [8 empty] | 1 |  |  |  | 1 | 1 | [12 empty] | 1 |  | 1 |  |  | 1 | [5 empty] | 1 | 1 | 1 |  |  | 1 |  |  |  |  | 1 | 1 | 1 |  |  |  | 1 | 1 | 1 | 1 | 1 |  |  | 1 |  |  | Capability exists
Oversee | FPO(MLT) | Visibility & Predictability | Regulatory decisions report | MARKET OUTLOOK REPORT/PUBLICATION | FORECASTING | PO05 |  | P.CR4 | Generate regulatory decisions reports | [11 empty] | 1 | [43 empty] | 1 | 1 | 1 |  |  | 1 |  | 1 | 1 |  | 1 | 1 |  | 1 | 1 |  | 1 | 1 |  | 1 |  |  |  | 1 |  |  | Capability exists
Oversee |  | Security | Accreditation data | COMPLIANCE | CER MASTER DATA | PO06 |  |  | Accreditation and registration process | [11 empty] | 1 | [18 empty] | 1 | 1 | [5 empty] | 1 |  | 1 |  |  |  |  | 1 |  | 1 | [13 empty] | 1 |  |  |  |  | 1 | 1 |  |  |  |  | 1 | 1 |  |  | 1 |  |  | 1 |  |  | Augmentation required | Currently exists, however there are gaps compared to target state. | 1 |  |  | 1 |  |  | GS03 GS14
Oversee | CTS | Security | Accreditation Notice | REGULATORY INSTRUMENT | REPORTS | PO06.s |  | TC.CR5 | Accredit CER installer | [11 empty] | 1 | [22 empty] | 1 |  |  |  |  | 1 | [5 empty] | 1 | [8 empty] | 1 | [6 empty] | 1 | [5 empty] | 1 |  |  | 1 |  |  |  | 1 |  |  | 1 |  |  |  | New capability required | Lack of clear standards that CER must conform to. Lack of clear compliance and conformance processes such as installer accreditation. | 1 | [5 empty] | GS03
Oversee |  | Security | Conformance frameworks | CONFORMANCE | FORECASTING | PO07 |  |  | Develop & refine conformance frameworks | [8 empty] | 1 | [13 empty] | 1 |  | 1 | [5 empty] | 1 | 1 | [5 empty] | 1 |  | 1 |  |  |  |  | 1 | 1 | 1 | [8 empty] | 1 |  |  |  |  | 1 | [5 empty] | 1 | [5 empty] | 1 |  | 1 |  |  | 1 |  | Conformance frameworks for CER not defined |  | Augmentation required | Conformance frameworks today are well defined for large generators, however there may be gaps in how conformance frameworks may treat portfolio level CER. CER specific markets / services etc., are not currently at target state, therefore best practice conformance has not been defined. |  |  |  | 1 |  |  | GS14
Oversee |  | Visibility & Predictability | CER/Site DOEs | DOE | FORECASTING | PO08 |  |  | Monitor DOE allocation |  |  | 1 | [8 empty] | 1 | [14 empty] | 1 |  |  |  |  | 1 |  |  | 1 | [9 empty] | 1 |  | 1 |  |  | 1 | [5 empty] | 1 |  |  | 1 |  |  |  | 1 | 1 |  |  |  |  | 1 | 1 |  | 1 | 1 |  |  | 1 |  | 1 |  | Capability limited across industry. |  | New capability required | No role defined for monitoring DOE allocations |  | 1 |  | 1 |  |  | GS36 GS24
Oversee |  | Security | Customer Protections Regulations | BREACH&COMPENSATION | CONTRACTS | PO09 |  |  | Administer Customer Protection | [11 empty] | 1 | [27 empty] | 1 |  |  |  |  | 1 | 1 | 1 | [7 empty] | 1 | [5 empty] | 1 |  |  |  | 1 | 1 | 1 | 1 | [7 empty] | 1 |  | 1 |  | Consumer protection regime being reviewed and requires expansion |  | Augmentation required | Electricity customer protections are mature. CER specific customer protections to be introduced and maintained. |  |  |  | 1 |  |  | I16
Oversee |  | Visibility & Predictability | Distribution connections agreements regulation | REGULATORY INSTRUMENT | REPORTS | PO10 |  |  | Develop regulation for distribution connections agreements | [8 empty] | 1 |  |  | 1 | [12 empty] | 1 | [20 empty] | 1 | [14 empty] | 1 | [5 empty] | 1 |  |  |  |  | 1 | 1 | 1 |  | 1 |  |  | 1 |  |  | Capability exists
Oversee |  | Visibility & Predictability | CER default contract offers | AGREEMENT | CONTRACTS | PO11 |  |  | Develop CER default contract offers | [11 empty] | 1 | [32 empty] | 1 | 1 | 1 | [13 empty] | 1 |  |  |  |  | 1 | 1 |  |  |  |  | 1 | 1 |  | 1 |  |  | 1 |  | Likely to need uplift post consumer protections review |  | Augmentation required | Retail market default contract offers are mature today for commodity electricity offers. CER specific default contracts require development. |  |  |  | 1 |  |  | GVP29
Oversee | CTS | Security | CER product certification & testing requirements | COMPLIANCE | CER MASTER DATA | PO12 |  | TC.CR.i1 | Authorise CER product certification & testing requirements | [11 empty] | 1 | [14 empty] | 1 | [12 empty] | 1 | [14 empty] | 1 | 1 |  | 1 |  |  | 1 |  |  |  |  | 1 | 1 | 1 |  |  |  | 1 | 1 | 1 | 1 |  |  | 1 |  | Maturity required |  | Augmentation required | Requirements for testing and certifying CER products exist today however, how the certification is stored and maintained requires uplift to reach target state level. |  |  | 1 |  |  |  | GS02
Oversee | CTS | Security | Product technical standards development framework | COMPLIANCE | CER MASTER DATA | PO13 |  | TC.CR.i2 | Define CER product technical standards development framework | [11 empty] | 1 |  |  |  |  | 1 | [8 empty] | 1 | [13 empty] | 1 | [14 empty] | 1 | 1 |  | 1 |  |  | 1 |  |  |  |  | 1 | 1 | 1 |  |  |  | 1 | 1 | 1 | 1 |  |  | 1 |  | Technical requirements & regulation to be determined |  | Augmentation required | Standards bodies have an established framework for defining CER product technical standards. A target state framework (including governance arrangements) that aligns with the broader regulatory model requires development. |  |  |  | 1 |  |  | GS36
Oversee | CTS | Security | CER performance standard | REGULATORY INSTRUMENT | REPORTS | PO13.s |  | TC.CR7 | Publish CER technical requirements | [11 empty] | 1 |  |  |  |  | 1 | [8 empty] | 1 | [33 empty] | 1 | [7 empty] | 1 |  |  |  |  | 1 |  | 1 |  |  | 1 |  | CER requirements for 200kW-5MW to be confirmed; |  | New capability required | Role of the CER Regulator needs to be defined. Technical standards need to be developed. |  |  |  | 1 |  |  | GS36
Oversee |  | Security | Customer protection laws enforcement rules | BREACH&COMPENSATION | CONTRACTS | PO14 |  |  | Add/Update rules to enforce customer protection laws | [8 empty] | 1 | [15 empty] | 1 | [28 empty] | 1 | [6 empty] | 1 | [5 empty] | 1 | [5 empty] | 1 |  |  | 1 |  |  | 1 |  |  | Capability exists
Oversee |  | Visibility & Predictability | Regulatory frameworks | REGULATORY INSTRUMENT | REPORTS | PO15 |  |  | Develop & refine regulatory frameworks | [8 empty] | 1 | [15 empty] | 1 | [35 empty] | 1 |  | 1 | 1 |  | 1 | 1 |  |  |  |  | 1 | 1 | 1 |  | 1 |  |  | 1 |  |  | Capability exists
Oversee |  | Visibility & Predictability | Monitoring report | CONFORMANCE | FORECASTING | PO16 |  |  | Develop monitoring & reporting frameworks | [27 empty] | 1 | [12 empty] | 1 | [14 empty] | 1 |  |  |  |  | 1 |  | 1 | 1 |  | 1 | 1 |  | 1 | 1 |  | 1 | 1 |  |  | 1 |  | 1 |  | Conformance frameworks for CER not defined |  | Augmentation required | No clear conformance frameworks for treating portfolio level CER. CER specific markets / services etc., are not at target state, therefore best practice conformance not defined. Lack of automated, event-driven monitoring data following disturbances Lack of situational awareness of under-frequency response available at any given time |  | 1 |  | 1 |  |  | GS14 GVP30
Plan | FPO(MLT) TDC | Security | Emergency Operating Protocols | MARKET NOTICE | OPERATIONS | PO17 |  | P.S16 | Develop & publish emergency operating protocols | [27 empty] | 1 | [12 empty] | 1 |  |  |  |  | 1 | [9 empty] | 1 |  | 1 |  |  |  | 1 |  |  |  | 1 | 1 |  |  |  |  | 1 | 1 |  |  | 1 |  | 1 |  | Emergency backstop and other arrangements to manage CER in an emergency immature or non-existent |  | Augmentation required | Emergency backstop and other arrangements to manage CER in an emergency immature or non-existent; Roles required to be assigned / defined and coordination arrangements (via system integrations) to be established for emergencies Restart approach and tools insufficient to manage restoration from system black |  |  | 1 | 1 | 1 | 1 | GS04 GS08 GS09 GS13
Plan | FPO(MLT) TDC | Visibility & Predictability | Emergency tool performance test results | REGULATORY INSTRUMENT | REPORTS | PO18 |  | P.S17 | Test performance of emergency tools | [27 empty] | 1 | [27 empty] | 1 | [5 empty] | 1 | 1 | 1 |  | 1 | 1 |  |  |  |  | 1 | 1 | 1 |  | 1 |  | 1 |  |  |  | Augmentation required | Technologies immature; Emergency arrangements can be highly manual (limited systems in place to test); Roles to be defined and confirmed for emergencies | 1 | 1 |  |  | 1 |  | GS03 GS08 GVP14
Plan | FPO(MLT) TDC | Visibility & Predictability | Performance data | COMPLIANCE | CER MASTER DATA | PO18.s |  | P.S18 | Share testing results |  |  | 1 | [45 empty] | 1 | [11 empty] | 1 | [5 empty] | 1 |  |  |  | 1 |  |  |  |  | 1 |  | 1 |  |  |  | Augmentation required | Performance data for CER not available | 1 | [5 empty] | GS03
Plan | FPO(MLT) TDC | Visibility & Predictability | Emergency Operating Protocols | MARKET NOTICE | OPERATIONS | PO18.s |  | P.S19 | Publish emergency operating protocols |  |  | 1 | [8 empty] | 1 | [18 empty] | 1 | 1 |  | 1 | 1 |  | 1 | 1 |  | 1 | 1 |  |  |  | 1 | 1 | 1 |  | 1 | 1 | 1 |  |  | 1 | 1 | 1 | 1 | 1 |  |  |  | 1 | [5 empty] | 1 | [5 empty] | 1 | 1 |  |  | 1 |  | Operating procedures require significant improvements |  | Augmentation required |  | 1 | [5 empty] | GS03
Plan | FPO(MLT) TDC | Visibility & Predictability | Integrated System Plan | MARKET OUTLOOK REPORT/PUBLICATION | FORECASTING | PO19 |  | P.S3 | Integrated grid planning account for CER impact & potential opportunities | [27 empty] | 1 | [17 empty] | 1 | [9 empty] | 1 |  | 1 |  |  |  | 1 | 1 | 1 |  | 1 | 1 |  | 1 | 1 |  | 1 | 1 |  |  | 1 |  | 1 |  |  |  | Augmentation required | Gaps in existing network and power system modelling capabilities compared to target state level, including the maintenance of more dynamic network models / simulation, at a more granular level of detail. Accounting for CER impact in system-level planning immature and not at target state |  | 1 |  |  |  |  | GS32
Plan | FPO(MLT) TDC | Security | System Security Plan | MARKET OUTLOOK REPORT/PUBLICATION | FORECASTING | PO20 |  | P.S5 | Planning for system security | [27 empty] | 1 | [27 empty] | 1 | [5 empty] | 1 | 1 | 1 |  | 1 | 1 |  | 1 | 1 |  | 1 | 1 |  |  | 1 |  | 1 |  |  |  | Augmentation required | Gaps in existing network and power system modelling capabilities compared to target state level, including the maintenance of more dynamic network models / simulation, at a more granular level of detail. Accounting for CER impact in system-level planning immature and not at target state |  | 1 |  |  |  |  | GS32
Plan | FPO(MLT) TDC | Security | System Restoration Strategy (Tx) | OPERATIONAL INTERVENTION | OPERATIONS | PO21 |  | P.S13 | Develop a restoration strategy | [27 empty] | 1 | [16 empty] | 1 | 1 | 1 | [8 empty] | 1 |  | 1 |  |  |  | 1 | 1 | 1 |  | 1 | 1 |  |  |  |  | 1 | 1 |  |  | 1 |  | 1 |  |  |  | Augmentation required | Current state restoration strategies may have gaps from a whole of system perspectives, given the role and interactions with CER deep in the system. CER standards, like compensatory controls, have not been considered from a target state perspective. |  | 1 |  |  | 1 |  | GS10 GS32
Plan |  | Visibility & Predictability | Market insights | MARKET OUTLOOK REPORT/PUBLICATION | FORECASTING | PO22 |  |  | Develop market insights | [21 empty] | 1 | [39 empty] | 1 | 1 | 1 |  | 1 | 1 |  | 1 | 1 |  | 1 | 1 |  |  | 1 |  | 1 |  |  |  | Capability exists
Plan |  | Visibility & Predictability | Workforce Capabilities Report | REGULATORY INSTRUMENT | REPORTS | PO23 |  |  | Review & report workforce capabilities | [19 empty] | 1 | [41 empty] | 1 | 1 | 1 |  | 1 | 1 |  |  |  |  | 1 | 1 | 1 |  | 1 |  | 1 |  |  |  | Augmentation required | Recently established capability that requires minor augmentation to formalise and make a routine component of long-term planning. |  | 1 |  |  |  |  | GVP22
Plan/ Oversee |  | Visibility & Predictability | Goals and Strategies | MARKET OUTLOOK REPORT/PUBLICATION | FORECASTING | PO24 |  |  | Establish system goals & create strategies to effectively utilise CER | [22 empty] | 1 | [7 empty] | 1 | 1 | [5 empty] | 1 |  | 1 | 1 |  |  |  | 1 | 1 | 1 |  |  | 1 |  |  |  | 1 |  | 1 | 1 | 1 |  |  | 1 | 1 |  |  |  |  | 1 | 1 |  |  |  |  | 1 | 1 | 1 |  |  | 1 |  | No system-wide goals or strategies identified for CER integration, and underrepresentation of demand-side flexibility in system planning Limited dispatchability and market integration of CER |  | Augmentation required | Lack of NEM-wide approach and coordination on CER integration policies Accounting for CER impact in system-level planning and strategies immature and not at target state Underrepresentation of demand-side flexibility in system planning Limited dispatchability and market integration of CER |  | 1 |  | 1 |  |  | GVP21 GVP20
Oversee |  | Visibility & Predictability | Complaint report | CUSTOMER COMMS | OPERATIONS | PO25 |  |  | Monitor customer complaints |  | 1 | 1 |  | 1 | 1 |  |  | 1 |  | 1 | 1 |  |  |  | 1 | 1 | 1 |  | 1 |  | 1 | 1 |  | 1 | 1 | 1 | 1 | 1 | [7 empty] | 1 |  |  |  | 1 | [19 empty] | 1 |  | 1 | 1 |  | 1 | 1 |  |  |  | 1 | 1 | 1 |  |  | 1 |  |  | 1 |  |  | Capability exists
Oversee | FPO(MLT) | Security | Operating Protocol Approval | OPERATIONAL INTERVENTION | OPERATIONS | PO26 |  | P.J1 | Approve emergency operating protocols under high CER system security conditions | [19 empty] | 1 | [36 empty] | 1 |  |  |  |  | 1 | 1 | 1 |  | 1 | 1 |  |  |  |  | 1 | 1 |  |  | 1 |  | 1 |  |  |  | Capability exists
Oversee | MAEC | Visibility & Predictability | Corrective action report | CONFORMANCE | FORECASTING | PO28 |  | MC.E2 | Apply corrective action on non-conformance |  | 1 | [46 empty] | 1 | [11 empty] | 1 |  | 1 | 1 |  | 1 | 1 |  | 1 | 1 |  | 1 | 1 |  |  | 1 |  | 1 |  | Conformance frameworks for CER not defined |  | New capability required | Lack of clear standards that CER must conform to. No framework for monitoring defined. Lack of clear compliance and conformance processes. Role of the Enforcement Manager not defined or assigned to any actor. |  |  |  | 1 |  |  | GS14
Oversee | CTS | Visibility & Predictability | Corrective action report | BREACH&COMPENSATION | CONTRACTS | PO28.s |  | TC.EM2 | Apply corrective action for non compliance | [11 empty] | 1 |  |  |  | 1 | [10 empty] | 1 | 1 | 1 | [30 empty] | 1 |  |  |  | 1 | [6 empty] | 1 |  |  |  |  | 1 |  | 1 |  | Limited to physical installation errors (by Energysafety on installers) |  | Augmentation required | Only physical installation errors policed and enforced |  |  |  | 1 |  |  | GS14
Oversee | CTS | Visibility & Predictability | Non-conformance incident | CONFORMANCE | FORECASTING | PO28.s | PO29.s | MC.As18 | Report non-conformance | [11 empty] | 1 |  |  |  | 1 | [10 empty] | 1 | 1 | 1 | [29 empty] | 1 |  |  |  | 1 | [5 empty] | 1 | [6 empty] | 1 |  | 1 |  | Conformance frameworks for CER not defined |  | New capability required | Conformance frameworks for CER not defined |  |  |  | 1 |  |  | GS14
Oversee | MAEC | Visibility & Predictability | Compensatory control | CONFORMANCE | FORECASTING | PO28.s | PO29.s | MC.E4 | Implement applicable compensatory controls | [8 empty] | 1 | [35 empty] | 1 | [13 empty] | 1 |  |  |  |  | 1 | [6 empty] | 1 |  |  |  |  | 1 |  | 1 |  | Conformance frameworks for CER not defined |  | New capability required | Conformance frameworks for CER not defined |  |  |  | 1 |  |  | GS14
Oversee | MAEC | Visibility & Predictability | Corrective action report | BREACH&COMPENSATION | CONTRACTS | PO28.s | PO29.s | MC.E5 | Provide corrective measure implementation usage report | [8 empty] | 1 | [21 empty] | 1 | 1 |  | 1 | 1 |  | 1 |  |  | 1 | 1 |  |  |  | 1 | 1 | 1 |  | 1 | 1 | 1 |  |  | 1 | 1 | 1 | 1 | 1 |  | 1 |  |  |  | 1 | [5 empty] | 1 | [5 empty] | 1 |  | 1 |  | Conformance frameworks for CER not defined |  | New capability required | Conformance frameworks for CER not defined |  |  |  | 1 |  |  | GS14
Oversee | MAEC | Visibility & Predictability | Corrective action report | BREACH&COMPENSATION | CONTRACTS | PO29 |  | MC.E3 | Implementing Corrective Measure for breach | [8 empty] | 1 | [30 empty] | 1 |  |  |  |  | 1 |  | 1 | [7 empty] | 1 | [5 empty] | 1 |  |  |  | 1 | 1 | 1 |  |  |  | 1 | 1 | 1 |  |  | 1 |  | 1 |  | Requires Conformance regime to be in place |  | New capability required | Lack of clear standards that CER must conform to. Lack of clear compliance and conformance processes. Role of the Enforecement Manager not defined or assigned to any actor. |  |  |  | 1 |  |  | GS14
Oversee | IMIC CTS | Visibility & Predictability | Enforcement measures | BREACH&COMPENSATION | CONTRACTS | PO29.s |  | I.E1 TC.EM1 | Implement necessary enforcement measures (e.g. compensatory control, loss of accreditation, etc.) | [11 empty] | 1 |  |  |  | 1 | [10 empty] | 1 | 1 | 1 | [30 empty] | 1 |  |  |  | 1 | [5 empty] | 1 | [5 empty] | 1 |  | 1 |  | Conformance frameworks for CER not defined |  | New capability required | Conformance frameworks for CER not defined |  |  |  | 1 |  |  | GS14
Oversee | FPO(MLT) | Security | Credible cyber threat contingencies | CYBER COORDINATION | OPERATIONS | PO30 |  | P.S22 | Determine credible cyber threat contingencies (and send) |  |  |  |  | 1 | [25 empty] | 1 | 1 |  | 1 | 1 |  | 1 | 1 |  | 1 | 1 |  |  |  | 1 | 1 | 1 |  | 1 | 1 | 1 |  |  | 1 | 1 | 1 | 1 | 1 |  |  | 1 |  | 1 | 1 |  | 1 | 1 |  | 1 | 1 |  | 1 | 1 |  |  | 1 |  |  | 1 |  |  | Augmentation required | System operator capabilities to plan / have oversight of cyber threat contingencies is not currently at target state level. Process and tech infrastructure uplift is required to identify, protect, and respond to cyber incidents through contingency measures. Need for enhanced coordination and joint-planning for the T-D interface |  |  |  | 1 |  |  | GS13 GS33
Plan | FPO(MLT) TDC | Visibility & Predictability | Infra Plans and Interface Standards (Dx) | TXDX INTERFACE | OPERATIONS | PO31 |  | P.D8 | Develop Dx Network infrastructure plans & Tx/Dx interface standards | [16 empty] | 1 | [23 empty] | 1 | [15 empty] | 1 | 1 |  |  |  | 1 | 1 | 1 |  | 1 | 1 |  |  |  |  | 1 | 1 |  |  | 1 |  | 1 |  |  |  | Augmentation required | Dx highly capable of infrastructure plans and joint modelling and development, however there is a gap in the level of joint planning between DNSP and TNSP. Need for enhanced coordination and joint-planning for the T-D interface |  |  |  | 1 |  | 1 | GO04 GO12 | Off-market CER flexibility services are not standardised (definition, contract terms, qualification and performance testing) and in place across all regions in a way that is discoverable, easily accessible by Customer Agents and able to have timely forecasted, conformance assessed and catalogue evolve. E.g. Local network support services (Tx and Dx), Retailer Flexibility and others
Plan | FPO(MLT) TDC | Visibility & Predictability | Dx Constraint/Limitations | DOE | FORECASTING | PO31.s |  | P.D9 | Identify Dx network constraints/limitations | [16 empty] | 1 | [23 empty] | 1 | [15 empty] | 1 | 1 | 1 |  |  |  | 1 | [5 empty] | 1 | [6 empty] | 1 |  | 1 |  | Not shared with SO(Tx) |  | Augmentation required | DNSPs do not currently procure network support services at scale, nor typically from CER portfolios. As CER scales, DNSPs should consider more frequent publication of network support services needs. Processes and formats for network services forecasts should be standardised. | [5 empty] | 1 | GO12 | Dx, Tx, SO joint operational planning capability needs uplift
Oversee | FPO(MLT) | Visibility & Predictability | Dx emergency tools test compliance report | COMPLIANCE | CER MASTER DATA | PO32 |  | P.D21 | Provide Dx emergency tools test compliance report | [26 empty] | 1 | [29 empty] | 1 | 1 |  |  | 1 |  | 1 | 1 |  | 1 | 1 |  | 1 | 1 |  | 1 | 1 |  |  | 1 |  |  | 1 |  |  | Augmentation required | Technologies immature; Customer / inverter compliance arrangements are poor Emergency arrangements can be highly manual (limited systems in place to test); Roles to be defined and confirmed for emergencies | 1 |  |  |  | 1 |  | GS08 GS03
Plan | FPO(MLT) | Orchestration | Operational Procedures | OPERATIONAL INTERVENTION | OPERATIONS | PO33 |  | P.S10 | Develop & manage Tx systems & operating procedures for a high DER future | [27 empty] | 1 | [17 empty] | 1 | [11 empty] | 1 |  |  |  | 1 | 1 | 1 |  | 1 | 1 |  |  |  |  | 1 | 1 |  |  | 1 |  | 1 |  |  |  | Augmentation required | Dx highly capable of infrastructure plans and joint modelling and development, however there is a gap in the level of joint planning between DNSP and TNSP. Visibility and measurement gaps in UFLS performance |  |  |  |  | 1 | 1 | GO11 GO12
Oversee |  | Security | Customer protection law | REGULATORY INSTRUMENT | REPORTS | PO34 |  |  | Establish customer protection law | [22 empty] | 1 | [37 empty] | 1 |  | 1 | 1 |  | 1 | 1 |  |  |  |  | 1 | 1 | 1 |  | 1 |  |  | 1 |  |  | Augmentation required | CER specific customer protections are required to be implemented. |  |  |  | 1 |  |  | GS30
Plan | FPO(MLT) TDC | Visibility & Predictability | Design Remediation Actions | OPERATIONAL ASSESSMENT | FORECASTING | PO35 |  | P.S12 | Undertake under frequency studies and design remediation actions | [27 empty] | 1 | [17 empty] | 1 | [9 empty] | 1 | [5 empty] | 1 | 1 | 1 |  | 1 | 1 |  |  | 1 | 1 | 1 | 1 |  |  | 1 |  | 1 |  | Governance and role clarity for emergency under-frequency response in high CER conditions |  | Augmentation required | Governance and role clarity for emergency under-frequency response in high CER conditions |  |  |  | 1 |  |  | GVP19
Plan |  | Visibility & Predictability | Joint Invesment Plan | MARKET OUTLOOK REPORT/PUBLICATION | FORECASTING | PO36 |  |  | Undertake joint investment planning activities | [27 empty] | 1 | [17 empty] | 1 | [9 empty] | 1 |  | 1 |  |  |  | 1 | 1 | 1 |  | 1 | 1 |  | 1 | 1 |  | 1 | 1 |  |  | 1 |  | 1 |  |  |  | Augmentation required | Need for enhanced coordination and joint-planning for the T-D interface | [5 empty] | 1 | GO12
Plan | FPO(MLT) | Visibility & Predictability | Capex & Opex Plans | MARKET OUTLOOK REPORT/PUBLICATION | FORECASTING | PO36.s |  | P.D3 | Develop Dx network Capex and Opex plans for revenue | [16 empty] | 1 | [23 empty] | 1 | [14 empty] | 1 | 1 | 1 |  |  | 1 | [5 empty] | 1 | [6 empty] | 1 | 1 |  |  |  | 1 | Note ECA rule change proposing change to data sharing for DNSPs |  | Capability exists
Plan | FPO(MLT) | Visibility & Predictability | Tariff Models | PS MODELS | POWER SYSTEM MODELS | PO36.s |  | P.D4 | Calculate tariff models In line with approved regulatory funding | [11 empty] | 1 | [16 empty] | 1 | [11 empty] | 1 |  |  |  |  | 1 | [12 empty] | 1 | [7 empty] | 1 | [6 empty] | 1 | 1 |  |  |  | 1 |  |  | Capability exists
Plan | FPO(MLT) | Visibility & Predictability | Regulatory investment submission | REGULATORY INSTRUMENT | REPORTS | PO36.s |  | P.CR3 | Assess regulatory investment submissions | [27 empty] | 1 | [12 empty] | 1 | [19 empty] | 1 | [5 empty] | 1 | [6 empty] | 1 | 1 |  |  |  | 1 |  |  | Capability exists
Plan | FPO(MLT) | Visibility & Predictability | Future Power System Models (Tx) | PS MODELS | POWER SYSTEM MODELS | PO37 |  | P.S2 | Develop and model future transmission network & power system | [27 empty] | 1 | [17 empty] | 1 | [9 empty] | 1 |  | 1 |  |  |  | 1 | 1 | 1 |  | 1 | 1 |  |  | 1 | 1 | 1 | 1 | 1 |  | 1 |  | 1 |  |  |  | Augmentation required | Gaps in existing network and power system modelling capabilities compared to target state level, including the maintenance of more dynamic network models / simulation, at a more granular level of detail. |  | 1 |  |  |  |  | GS32
Plan |  | Security | Constraint Equations | PS MODELS | POWER SYSTEM MODELS | PO38 |  |  | Develop transmission constraints formulations | [27 empty] | 1 | [17 empty] | 1 | [9 empty] | 1 |  | 1 |  |  |  | 1 | 1 | 1 |  | 1 | 1 |  |  | 1 | 1 | 1 |  |  |  | 1 |  | 1 |  |  |  | Capability exists
Plan | FPO(MLT) TDC | Security | System Restoration Strategy (Dx) | OPERATIONAL INTERVENTION | OPERATIONS | PO39 |  | P.D16 | Develop Dx emergency operating protocols & restoration strategies | [15 empty] | 1 | 1 | 1 | [27 empty] | 1 | [15 empty] | 1 | 1 | 1 |  | 1 | 1 |  |  |  |  | 1 | 1 |  |  | 1 |  | 1 |  |  |  | Augmentation required | Emergency backstop mechanisms are currently being implemented. There are gaps in the standardisation of these approaches at a national level. New capabilities are also being developed to efficiently build / value network resilience, which will increase planning (and eventually operational) capabilities. Restart approach and tools insufficient to manage restoration from system black |  |  | 1 |  | 1 |  | GS01 GS07 GS08 GS09 GS10
Plan | FPO(MLT) TDC | Visibility & Predictability | Future Power System Models (Dx) | PS MODELS | POWER SYSTEM MODELS | PO40 |  | P.D2 | Develop and model future Dx network & power system | [16 empty] | 1 | [39 empty] | 1 | 1 |  |  |  | 1 | 1 | 1 |  | 1 | 1 |  |  | 1 | 1 | 1 | 1 | 1 |  | 1 |  | 1 |  |  |  | Augmentation required | Gaps in existing network and power system modelling capabilities compared to target state level, including the maintenance of more dynamic network models / simulation, at a more granular level of detail. Need for enhanced coordination and joint-planning for the T-D interface |  | 1 |  |  |  | 1 | GS32 GO12
Plan |  | Security | Network Limits (Dx) | DOE | FORECASTING | PO41 |  |  | Provide Dx limits advice | [26 empty] | 1 | [29 empty] | 1 |  |  |  |  | 1 | 1 | 1 |  | 1 | 1 |  | 1 | 1 | 1 |  |  |  |  | 1 |  | 1 |  |  |  | Augmentation required | Need for enhanced coordination and joint-planning for the T-D interface |  | 1 |  |  |  |  | GS37
Plan | FPO(MLT) TDC | Visibility & Predictability | Infra Plans and Interface Standards (Dx) | REGULATORY INSTRUMENT | REPORTS | PO42 |  | P.T7 | Develop Tx Network infrastructure plans & Tx/Dx interface standards | [28 empty] | 1 | [11 empty] | 1 |  |  |  |  | 1 | [10 empty] | 1 |  |  |  |  | 1 | 1 | 1 |  | 1 | 1 |  |  |  |  | 1 | 1 | 1 |  | 1 |  | 1 |  |  |  | Augmentation required | Dx highly capable of infrastructure plans and joint modelling and development, however there is a gap in the level of joint planning between DNSP and TNSP. Need for enhanced coordination and joint-planning for the T-D interface |  |  |  | 1 |  | 1 | GO04 GO12 | Off-market CER flexibility services are not standardised (definition, contract terms, qualification and performance testing) and in place across all regions in a way that is discoverable, easily accessible by Customer Agents and able to have timely forecasted, conformance assessed and catalogue evolve. E.g. Local network support services (Tx and Dx), Retailer Flexibility and others
Plan | FPO(MLT) TDC | Visibility & Predictability | Infra Plans and Interface Standards (Tx) | MARKET OUTLOOK REPORT/PUBLICATION | FORECASTING | PO42.s |  | P.T9 | Prepare annual plans | [28 empty] | 1 | [11 empty] | 1 |  |  |  |  | 1 | [10 empty] | 1 |  |  |  | 1 | [5 empty] | 1 | [6 empty] | 1 | 1 |  |  |  | 1 |  |  | Capability exists
Plan | FPO(MLT) TDC | Visibility & Predictability | Tx Constraints/Limitations | TXDX INTERFACE | OPERATIONS | PO42.s |  | P.T13 | Identify Tx network constraints/limitations | [28 empty] | 1 | [11 empty] | 1 |  |  |  |  | 1 | [10 empty] | 1 |  | 1 |  |  |  | 1 | [5 empty] | 1 | [6 empty] | 1 |  | 1 |  | TNSPs do not currently procure network support services at scale, nor typically from CER portfolios. |  | Augmentation required | TNSPs do not currently procure network support services at scale, nor typically from CER portfolios. As CER scales, TNSPs should consider more frequent publication of network support services needs. | [5 empty] | 1 | GO12 | Dx, Tx, SO joint operational planning capability needs uplift
Plan | FPO(MLT) TDC | Visibility & Predictability | Dx Constraint/Limitations | REGULATORY INSTRUMENT | REPORTS | PO42.s |  | P.T14 | Complete RIT-D (Limitations subject RIT-T) | [28 empty] | 1 | [11 empty] | 1 |  |  |  |  | 1 | [10 empty] | 1 |  |  |  | 1 | [5 empty] | 1 | [6 empty] | 1 | 1 |  |  |  | 1 |  |  | Capability exists
Plan | FPO(MLT) TDC | Security | Operating protocols & restoration strategies | MARKET NOTICE | OPERATIONS | PO43 |  | P.T16 | Develop Tx emergency operating protocols & restoration strategies | [28 empty] | 1 | [27 empty] | 1 | [8 empty] | 1 | 1 |  |  |  |  | 1 | 1 |  |  | 1 |  | 1 |  | Emergency backstop and other arrangements to manage CER in an emergency immatuee or non-existent |  | Augmentation required | Emergency backstop and other arrangements to manage CER in an emergency immatuee or non-existent Restart approach and tools insufficient to manage restoration from system black |  |  | 1 |  | 1 |  | GS01 GS07 GS08 GS09 GS10
Oversee | FPO(MLT) | Visibility & Predictability | Tx emergency tools test compliance report | COMPLIANCE | CER MASTER DATA | PO44 |  | P.T21 | Provide Tx emergency tools test compliance report | [28 empty] | 1 | [27 empty] | 1 | [5 empty] | 1 | 1 |  | 1 | 1 |  | 1 | 1 |  | 1 | 1 |  |  | 1 |  |  | 1 |  |  | Capability exists | Disclaimer: May need augmentation once target state requirements for emergency tools test compliance reports are defined.
Plan | FPO(MLT) | Visibility & Predictability | Future Power System Models (Tx) | PS MODELS | POWER SYSTEM MODELS | PO45 |  | P.T2 | Develop and model future Tx network | [28 empty] | 1 | [16 empty] | 1 | [10 empty] | 1 |  |  |  |  | 1 | 1 | 1 |  | 1 | 1 |  |  | 1 | 1 | 1 | 1 | 1 |  | 1 |  | 1 |  |  |  | Capability exists
Plan |  | Security | Network Limits (Tx) | OPERATIONAL ASSESSMENT | FORECASTING | PO46 |  |  | Provide Tx limits advice | [28 empty] | 1 | [28 empty] | 1 |  |  |  | 1 | 1 | 1 |  | 1 | 1 |  | 1 | 1 |  | 1 | 1 |  |  | 1 |  | 1 |  |  |  | Capability exists
Oversee | CTS | Security | Conformance using agreed framework | CONFORMANCE | FORECASTING | PO47 |  |  | Monitor conformance using agreed framework |  | 1 | 1 | [27 empty] | 1 | 1 | [28 empty] | 1 |  | 1 | 1 |  | 1 | 1 |  | 1 | 1 |  | 1 | 1 |  |  | 1 |  | 1 |  | Conformance frameworks for CER not defined |  | New capability required | Lack of clear standards that CER must conform to. No framework for monitoring defined. Lack of clear compliance and conformance processes. Role of the Enforcement Manager not defined or assigned to any actor. | 1 | 1 | 1 | 1 | 1 |  | GS02 GS14 GS11 GS03 GS24
Oversee |  | Security | Assessment using agreed framework | CONFORMANCE | FORECASTING | PO48 |  |  | Monitor assessment using agreed framework |  | 1 | [58 empty] | 1 |  | 1 | 1 |  | 1 | 1 |  | 1 | 1 |  | 1 | 1 |  |  | 1 |  | 1 |  | Conformance frameworks for CER not defined |  | New capability required | Lack of clear standards that CER must conform to. No framework for monitoring defined. Lack of clear compliance and conformance processes. Role of the Enforcement Manager not defined or assigned to any actor. | 1 |  | 1 | 1 | 1 |  | GS02 GS03 GS11 GS14
Oversee | CTS | Security | Assessment using agreed framework | CONFORMANCE | FORECASTING | PO48.s |  | TC.As5 | CER Technical Standards Conformance Assessment |  | 1 | [59 empty] | 1 |  |  | 1 | [8 empty] | 1 |  | 1 |  | 1 |  | Conformance frameworks for CER not defined |  | New capability required | Lack of clear standards that CER must conform to. Lack of clear compliance and conformance processes. Role of the CER Conformance Assessor not defined or assigned to any actor. | 1 |  |  |  | 1 |  | GS11 GS03
Plan | FPO(MLT) | Security | Notification | CYBER COORDINATION | OPERATIONS | PO49 |  | P.CC1 | Build Monitoring capabilities to detect cyber compromise |  |  |  |  | 1 | [56 empty] | 1 | 1 | 1 |  | 1 | 1 |  | 1 | 1 |  | 1 | 1 |  |  | 1 |  | 1 |  |  |  | New capability required | Cyber security considerations need to be defined and the role of CER Cyber Coordinator defined. Currently there are a gaps in monitoring capabilities. | 1 |  | 1 | 1 | 1 |  | GS02 GS13 GS11 GS14 GS03
Plan | FPO(MLT) | Security | Cyber review risk report | CYBER COORDINATION | OPERATIONS | PO49.s |  | P.CC2 | Generate periodic cyber review risk reports e.g. health checks |  |  |  |  | 1 | [10 empty] | 1 | 1 | [9 empty] | 1 | 1 | 1 |  | 1 | 1 |  | 1 | 1 |  | 1 | 1 |  | 1 | 1 |  |  |  | 1 | 1 | 1 |  | 1 | 1 | 1 |  |  | 1 | 1 | 1 | 1 | 1 |  |  |  | 1 | 1 | 1 | 1 | 1 | [9 empty] | 1 |  | 1 |  | No end-to-end control or accountability in place for cyber security across the energy sector |  | Augmentation required | Reporting requirements and capabilities do currently exist, gaps exist around reporting specific to cyber risks to energy. |  |  |  | 1 |  |  | GS14
Oversee |  | Visibility & Predictability | Dx monitoring & reporting frameworks | OPERATIONAL ASSESSMENT | FORECASTING | PO50 |  |  | Develop Dx monitoring & reporting frameworks | [26 empty] | 1 | [13 empty] | 1 | [15 empty] | 1 |  |  |  | 1 |  |  |  |  | 1 | 1 |  |  |  |  | 1 | 1 |  |  | 1 |  | 1 |  | Monitoring output data from a suitable representative sample of devices |  | Augmentation required | Lack of monitoring data from a suitable representative sample of devices available at Dx level. Automated, event-driven monitoring data required following disturbances Lack of situational awareness of under-frequency response available at any given time |  | 1 |  | 1 |  |  | GVP21 GVP14 GVP30
Plan |  | Orchestration | Operating Procedures (Dx) | OPERATIONAL INTERVENTION | OPERATIONS | PO51 |  |  | Develop & manage Dx systems & operating procedures for a high DER future | [26 empty] | 1 | [18 empty] | 1 | [11 empty] | 1 |  |  |  | 1 | 1 | 1 |  | 1 | 1 |  | 1 | 1 |  | 1 | 1 |  |  | 1 |  | 1 |  |  |  | Augmentation required | Dx highly capable of infrastructure plans and joint modelling and development, however there is a gap in the level of joint planning between DNSP and TNSP. | [5 empty] | 1 | GO12
Plan | FPO(MLT) | Visibility & Predictability | Medium to long term forecast | MARKET OUTLOOK REPORT/PUBLICATION | FORECASTING | PO52 |  | P.CA1 | Generate medium to long term forecast | [15 empty] | 1 | [30 empty] | 1 | [13 empty] | 1 |  | 1 | 1 |  | 1 | 1 |  | 1 | 1 |  | 1 | 1 |  |  | 1 |  |  | 1 |  |  | Capability exists
Plan | FPO(MLT) | Orchestration | Off market service requests | LOCATIONAL SERVICES | CONTRACTS | PO53 |  | P.S14 | Publish Off-market system service needs | [27 empty] | 1 | [6 empty] | 1 | [9 empty] | 1 |  | 1 | [8 empty] | 1 | [5 empty] | 1 | 1 | 1 |  | 1 | 1 |  | 1 | 1 |  | 1 | 1 |  |  | 1 |  | 1 |  |  |  | Capability exists
Plan | FPO(MLT) | Orchestration | Service characteristics and contract terms | LOCATIONAL SERVICES | CONTRACTS | PO54 |  | P.S15 | Define service characteristics and contract terms | [27 empty] | 1 | [32 empty] | 1 |  | 1 | 1 |  | 1 | 1 |  | 1 | 1 |  | 1 | 1 |  |  | 1 |  |  | 1 |  |  | Augmentation required | Service characteristics of NSS are not standardised leading an inability for Customer Agent's to plan ahead to provide NSS. |  | 1 |  | 1 |  | 1 | GO04 GS19 GS20 GS37 GO10 | Off-market CER flexibility services are not standardised (definition, contract terms, qualification and performance testing) and in place across all regions in a way that is discoverable, easily accessible by Customer Agents and able to have timely forecasted, conformance assessed and catalogue evolve. E.g. Local network support services (Tx and Dx), Retailer Flexibility and others
Plan | FPO(MLT) | Orchestration | Activation | ACTIVATION | TRANSACTIONS | PO55 |  | P.S21 | Engage Off market system services | [27 empty] | 1 | [6 empty] | 1 | [9 empty] | 1 | 1 | [9 empty] | 1 |  | 1 |  |  |  | 1 | 1 | 1 |  | 1 | 1 |  |  |  |  | 1 |  |  |  | 1 |  | 1 |  |  |  | Capability exists
Plan | FPO(MLT) | Orchestration | NSS service tender(Tx) | LOCATIONAL SERVICES | CONTRACTS | PO56 |  | P.T17 | Publish Tx NSS needs | [16 empty] | 1 | [10 empty] | 1 | 1 | [5 empty] | 1 | [9 empty] | 1 |  | 1 | [14 empty] | 1 | 1 | 1 |  | 1 | 1 |  | 1 | 1 |  | 1 | 1 |  |  | 1 |  | 1 |  |  |  | Augmentation required | TNSPs do not currently procure network support services at scale, nor typically from CER portfolios. As CER scales, TNSPs should consider more frequent publication of network support services needs. |  | 1 |  |  |  | 1 | GS19 GO10
Plan | FPO(MLT) | Orchestration | NSS Procurement needs | LOCATIONAL SERVICES | CONTRACTS | PO56.s |  | P.T15 | Identify Tx NSS procurement needs | [16 empty] | 1 | [10 empty] | 1 | 1 | [5 empty] | 1 | [9 empty] | 1 |  | 1 | [14 empty] | 1 |  |  | 1 | [6 empty] | 1 |  |  | 1 |  |  | 1 |  | TNSPs do not currently procure network support services at scale, nor typically from CER portfolios. |  | Augmentation required | TNSPs do not currently procure network support services at scale, nor typically from CER portfolios. As CER scales, TNSPs should consider more frequent publication of network support services needs. |  | 1 |  |  |  |  | GS37
Plan | FPO(MLT) | Orchestration | NSS Service definitions (Tx) | LOCATIONAL SERVICES | CONTRACTS | PO57 |  | P.T18 | Define Tx service characteristics and contract terms | [16 empty] | 1 | [10 empty] | 1 | 1 | [5 empty] | 1 | [9 empty] | 1 |  | 1 | [14 empty] | 1 | 1 | 1 |  | 1 | 1 |  | 1 | 1 |  | 1 | 1 |  |  | 1 |  | 1 |  | TNSPs do not currently procure network support services at scale, nor typically from CER portfolios. |  | Augmentation required | Service characteristics of NSS are not standardised leading an inability for Customer Agent's to plan ahead to provide NSS. |  |  |  | 1 |  | 1 | GO04 GO10 | Off-market CER flexibility services are not standardised (definition, contract terms, qualification and performance testing) and in place across all regions in a way that is discoverable, easily accessible by Customer Agents and able to have timely forecasted, conformance assessed and catalogue evolve. E.g. Local network support services (Tx and Dx), Retailer Flexibility and others
Plan | FPO(MLT) | Orchestration | Activation (Tx) | ACTIVATION | TRANSACTIONS | PO58 |  | P.T20 | Engage Tx NSS | [16 empty] | 1 | [10 empty] | 1 | 1 | [5 empty] | 1 | [9 empty] | 1 |  | 1 | [9 empty] | 1 |  |  |  |  | 1 | 1 | 1 |  | 1 | 1 |  | 1 | [6 empty] | 1 |  | 1 |  | TNSPs do not currently procure network support services at scale, nor typically from CER portfolios. |  | Augmentation required | No standardised or scalable way to trigger dispatch across NSS to many customer agents - bespoke integrations required. |  |  |  | 1 | 1 | 1 | GO04 GS04 GS23 GO08 GO10 GO12 | Off-market CER flexibility services are not standardised (definition, contract terms, qualification and performance testing) and in place across all regions in a way that is discoverable, easily accessible by Customer Agents and able to have timely forecasted, conformance assessed and catalogue evolve. E.g. Local network support services (Tx and Dx), Retailer Flexibility and others
Plan | FPO(MLT) | Orchestration | NSS service tender (Dx) | LOCATIONAL SERVICES | CONTRACTS | PO59 |  | P.D17 | Publish Dx NSS needs | [16 empty] | 1 | [10 empty] | 1 | 1 | [5 empty] | 1 | [9 empty] | 1 |  | 1 | [14 empty] | 1 | 1 | 1 |  | 1 | 1 |  | 1 | 1 |  | 1 | 1 |  |  | 1 |  | 1 |  | DNSPs do not currently procure network support services at scale from CER portfolios. |  | Augmentation required | DNSPs do not currently procure network support services at scale, nor typically from CER portfolios. As CER scales, DNSPs should consider more frequent publication of network support services needs. Processes and formats for network services forecasts / tenders should be standardised. |  | 1 |  | 1 |  | 1 | GO04 GO10 GS20 | Off-market CER flexibility services are not standardised (definition, contract terms, qualification and performance testing) and in place across all regions in a way that is discoverable, easily accessible by Customer Agents and able to have timely forecasted, conformance assessed and catalogue evolve. E.g. Local network support services (Tx and Dx), Retailer Flexibility and others
Plan | FPO(MLT) | Orchestration | NSS Procurement needs | LOCATIONAL SERVICES | CONTRACTS | PO59.s |  | P.D15 | Identify Dx NSS procurement needs | [16 empty] | 1 | [17 empty] | 1 | [9 empty] | 1 |  | 1 | [14 empty] | 1 |  |  | 1 | [6 empty] | 1 |  |  | 1 |  |  | 1 |  | DNSPs do not currently procure network support services at scale from CER portfolios. |  | Augmentation required | DNSPs do not currently procure network support services at scale, nor typically from CER portfolios. As CER scales, DNSPs should consider more frequent publication of network support services needs. Processes and formats for network services forecast / tenders should be standardised. |  | 1 |  |  |  |  | GS20
Plan | FPO(MLT) | Orchestration | NSS Service definitions (Dx) | LOCATIONAL SERVICES | CONTRACTS | PO60 |  | P.D18 | Define Dx service characteristics and contract terms | [16 empty] | 1 | [10 empty] | 1 | 1 | [5 empty] | 1 | [9 empty] | 1 |  | 1 | [14 empty] | 1 | 1 | 1 |  | 1 | 1 |  | 1 | 1 |  | 1 | 1 |  |  | 1 |  | 1 |  | DNSPs do not currently procure network support services at scale from CER portfolios. |  | Augmentation required | Service characteristics of NSS are not standardised leading an inability for Customer Agent's to plan ahead to provide NSS. |  |  |  | 1 |  | 1 | GO04 GO10 | Off-market CER flexibility services are not standardised (definition, contract terms, qualification and performance testing) and in place across all regions in a way that is discoverable, easily accessible by Customer Agents and able to have timely forecasted, conformance assessed and catalogue evolve. E.g. Local network support services (Tx and Dx), Retailer Flexibility and others
Plan | FPO(MLT) TDC | Orchestration | Testing Certification | COMPLIANCE | CER MASTER DATA | PO60.s |  | P.D19 | Complete qualification testing | [16 empty] | 1 | [10 empty] | 1 | 1 | [5 empty] | 1 | [9 empty] | 1 |  | 1 | [11 empty] | 1 | [5 empty] | 1 | [6 empty] | 1 |  |  | 1 |  |  | 1 |  |  |  | Augmentation required | The capability to complete qualification testing exists, however, augmentation is required to reach target state capability. There is a lack of standardisation, efficiency and scalability to complete the process. | [5 empty] | 1 | GO10
Plan | FPO(MLT) | Orchestration | Activation (Dx) | ACTIVATION | TRANSACTIONS | PO61 |  | P.D20 | Engage Dx NSS | [16 empty] | 1 | [10 empty] | 1 | 1 | [5 empty] | 1 | [9 empty] | 1 |  | 1 | [9 empty] | 1 |  |  |  |  | 1 | 1 | 1 |  | 1 | 1 |  | 1 | [6 empty] | 1 |  | 1 |  |  |  | Augmentation required | No standardised or scalable way to trigger dispatch across NSS to many customer agents - bespoke integrations required. |  |  |  | 1 | 1 | 1 | GO04 GS04 GS23 GO08 GO10 GO12 | Off-market CER flexibility services are not standardised (definition, contract terms, qualification and performance testing) and in place across all regions in a way that is discoverable, easily accessible by Customer Agents and able to have timely forecasted, conformance assessed and catalogue evolve. E.g. Local network support services (Tx and Dx), Retailer Flexibility and others
Plan | FPO(MLT) | Orchestration | Retail Flexibility service tender | FLEX SERVICES | CONTRACTS | PO62 |  | P.R4 | Publish retail flexibility service needs | [17 empty] | 1 | [12 empty] | 1 | 1 |  | 1 | 1 |  | 1 | 1 |  | 1 | 1 |  |  |  | 1 | 1 | 1 |  | 1 | 1 | 1 |  |  | 1 | 1 | 1 | 1 | 1 |  |  |  | 1 | 1 | 1 |  | 1 | 1 |  | 1 | 1 |  | 1 | 1 |  |  | 1 |  | 1 |  |  |  | Augmentation required | No mechanism available for Retailers to request & engage flex services from customers/customer agents outside of customers participating in their own VPP. This means that retailers cannot access large sources of flexibility that they could use to manage their risk. Currently they must directly integrate with OEMs / Customer agents to access flexibility. |  |  |  | 1 |  | 1 | GO04 GO10 | Off-market CER flexibility services are not standardised (definition, contract terms, qualification and performance testing) and in place across all regions in a way that is discoverable, easily accessible by Customer Agents and able to have timely forecasted, conformance assessed and catalogue evolve. E.g. Local network support services (Tx and Dx), Retailer Flexibility and others
Plan | FPO(MLT) | Orchestration | Retail Flex Service definitions | FLEX SERVICES | CONTRACTS | PO63 |  | P.R5 | Define retail service characteristics and contract terms | [16 empty] | 1 | 1 | [9 empty] | 1 | 1 | [15 empty] | 1 | [16 empty] | 1 |  |  |  | 1 | 1 |  |  |  |  | 1 | 1 |  |  | 1 |  | 1 |  |  |  | Augmentation required | No mechanism available for Retailers to request & engage flex services from customers/customer agents outside of customers participating in their own VPP. This means that retailers cannot access large sources of flexibility that they could use to manage their risk. Currently they must directly integrate with OEMs / Customer agents to access flexibility. |  |  |  | 1 |  |  | GO04 | Off-market CER flexibility services are not standardised (definition, contract terms, qualification and performance testing) and in place across all regions in a way that is discoverable, easily accessible by Customer Agents and able to have timely forecasted, conformance assessed and catalogue evolve. E.g. Local network support services (Tx and Dx), Retailer Flexibility and others
Plan | FPO(MLT) | Orchestration | Testing Certification | COMPLIANCE | CER MASTER DATA | PO63.s |  | P.R6 | Complete qualification testing | [15 empty] | 1 |  | 1 | [26 empty] | 1 | [13 empty] | 1 | [5 empty] | 1 | [6 empty] | 1 |  |  | 1 |  |  | 1 |  |  |  | Augmentation required | The capability to complete qualification testing exists, however, augmentation is required to reach target state capability. There is a lack of standardisation, efficiency and scalability to complete the process. |  |  |  | 1 |  |  | GO04
Plan | FPO(MLT) | Orchestration | Activation (Retail Flex) | ACTIVATION | TRANSACTIONS | PO64 |  | P.R7 | Engage retail flexibility service | [17 empty] | 1 | [26 empty] | 1 | [16 empty] | 1 | 1 | 1 |  | 1 | 1 |  | 1 | [6 empty] | 1 |  | 1 |  |  |  | Augmentation required | Demand response trials that tend to be in-house and don't normally go to third-party. No standardised or scalable way to trigger dispatch across flexibility services to many customer agents - bespoke integrations required. |  |  |  | 1 | 1 | 1 | GO04 GS04 GS23 GO08 GO10 | Off-market CER flexibility services are not standardised (definition, contract terms, qualification and performance testing) and in place across all regions in a way that is discoverable, easily accessible by Customer Agents and able to have timely forecasted, conformance assessed and catalogue evolve. E.g. Local network support services (Tx and Dx), Retailer Flexibility and others
Plan | FPO(MLT) | Visibility & Predictability | Investment Plans | FINANCIAL | TRANSACTIONS | PO65 |  | P.CA5 | Develop financial & investment plans | [15 empty] | 1 | [45 empty] | 1 | 1 | 1 |  | 1 | 1 |  |  |  |  | 1 |  |  |  | 1 |  | 1 |  |  |  | Capability exists
Plan | FPO(MLT) | Visibility & Predictability | Annual Plans | FINANCIAL | TRANSACTIONS | PO66 |  | P.R2 | Draft retail annual plans | [15 empty] | 1 |  | 1 | [28 empty] | 1 | [14 empty] | 1 | 1 | 1 |  | 1 | 1 |  |  |  | 1 |  |  |  |  | 1 |  | 1 |  |  |  | Capability exists
Plan | FPO(MLT) | Visibility & Predictability | Report | MARKET OUTLOOK REPORT/PUBLICATION | FORECASTING | PO67 |  | P.CA2 | Identify high CER growth areas informed by ISP | [15 empty] | 1 | [45 empty] | 1 | 1 | 1 |  | 1 | 1 |  | 1 | 1 |  | 1 | 1 |  |  | 1 |  | 1 |  |  |  | Augmentation required | Customer agents lack the capability to be more location specific e.g., access to network models which reveal non-market service opportunities Insufficient information pubished by DNSPs to enable CER aggregators to target high growth areas | [5 empty] | 1 | GVP18
Plan | FPO(MLT) | Visibility & Predictability | Annual Plans | FINANCIAL | TRANSACTIONS | PO68 |  | P.CA3 | Draft Annual plans | [15 empty] | 1 | [45 empty] | 1 | 1 | 1 |  | 1 | 1 |  |  |  |  | 1 |  |  |  | 1 |  | 1 |  |  |  | Capability exists
Oversee | CTS | Security | CER device technical standards | COMPLIANCE | CER MASTER DATA | PO69 |  | TC.CR3 | Incorporate CER device technical standards | [11 empty] | 1 | [48 empty] | 1 |  | 1 | 1 |  | 1 | 1 |  |  |  |  | 1 |  |  |  | 1 |  |  | 1 |  |  | New capability required | Lack of clear standards that CER must conform to. Lack of clear compliance and conformance processes. | 1 |  | 1 | 1 |  |  | GS02 GS14 GS03
Oversee | CTS | Security | CER installer technical standards | COMPLIANCE | CER MASTER DATA | PO70 |  | TC.CR1 | Incorporate CER installer technical standards | [11 empty] | 1 | [48 empty] | 1 |  | 1 | 1 |  | 1 | 1 |  |  |  |  | 1 |  |  |  | 1 |  |  | 1 |  |  | New capability required | Lack of clear standards that CER must conform to. Lack of clear compliance and conformance processes There is currently no framework for installer accreditation. | 1 |  |  | 1 |  |  | GS14 GS03 GS34
Oversee | CTS | Security | Mandatory training on CER standards | COMPLIANCE | CER MASTER DATA | PO71 |  | TC.CR6 | Develop and provide mandatory training on CER standards | [11 empty] | 1 | [27 empty] | 1 | [14 empty] | 1 | [5 empty] | 1 |  | 1 | 1 |  | 1 | 1 |  |  |  |  | 1 |  |  |  | 1 |  |  | 1 |  |  | Augmentation required | Lack of clear standards that CER must conform to. Lack of clear compliance and conformance processes such as installer accreditation. | 1 |  | 1 |  |  |  | GS02 GS03 GS34
Oversee | CTS | Security | Mandatory training on CER standards | COMPLIANCE | CER MASTER DATA | PO71.s |  | TC.Su1 | Undertake mandatory training on CER standards | [11 empty] | 1 | [42 empty] | 1 | [5 empty] | 1 |  |  |  |  | 1 | [7 empty] | 1 | 1 |  |  | 1 |  | Recently introduced annual training requirement for AS4777 (by SAA) |  | Capability exists
Oversee | CTS | Security | Accreditation data | COMPLIANCE | CER MASTER DATA | PO72 |  | TC.I1 | Complete installer accreditation process | [10 empty] | 1 | 1 | [27 empty] | 1 | [21 empty] | 1 | [5 empty] | 1 |  | 1 |  |  |  |  | 1 |  |  | 1 |  |  |  | New capability required | Lack of clear standards that CER must conform to. Lack of clear compliance and conformance processes such as installer accreditation. | 1 | [5 empty] | GS03 GS34
Oversee | CTS | Security | Mandatory training on CER standards to maintain accreditation | COMPLIANCE | CER MASTER DATA | PO73 |  | TC.I2 | Undertake mandatory training on CER standards to maintain accreditation | [11 empty] | 1 | [27 empty] | 1 | [21 empty] | 1 | [5 empty] | 1 |  |  |  | 1 |  |  | 1 |  |  | 1 |  |  |  | Capability exists
Oversee | CTS | Security | Monitoring of CER conformance to technical standards | COMPLIANCE | CER MASTER DATA | PO74 |  | TC.CA1 | Ongoing monitoring of CER conformance to technical standards | [15 empty] | 1 | [23 empty] | 1 | [20 empty] | 1 |  | 1 | 1 |  | 1 | 1 |  |  | 1 | [5 empty] | 1 |  |  | 1 |  |  | Augmentation required | Currently monitoring is not on an ongoing basis as there is no requirement to do so. A requirement is needed to perform this on an ongoing basis. | 1 |  | 1 | 1 |  |  | GS02 GS03 GS14
Oversee | CTS | Security | Breach Notification | BREACH&COMPENSATION | CONTRACTS | PO74.s |  | TC.CA2 | Send notification of breach | [15 empty] | 1 | [15 empty] | 1 | [8 empty] | 1 | [13 empty] | 1 |  |  |  |  | 1 |  |  |  | 1 |  |  |  |  | 1 | [6 empty] | 1 |  | 1 |  | Conformance frameworks for CER not defined |  | New capability required | Conformance frameworks for CER not defined |  |  |  | 1 |  |  | GS14
Oversee | CTS | Security | CER Conformance Monitoring | CONFORMANCE | FORECASTING | PO74.s |  | TC.CA3 | Check CER conformance has been corrected | [10 empty] | 1 | [6 empty] | 1 | [13 empty] | 1 | [8 empty] | 1 |  |  |  | 1 | [9 empty] | 1 | [5 empty] | 1 | [6 empty] | 1 | [7 empty] | 1 |  | 1 |  |  |  | New capability required | Conformance frameworks for CER not defined | 1 | [5 empty] | GS03
Note on C200: [Threaded comment] Your version of Excel allows you to read this threaded comment; however, any edits to it will get removed if the file is opened in a newer version of Excel. Learn more: https://go.microsoft.com/fwlink/?linkid=870924 [Tasks] There is a task anchored to this comment that cannot be viewed in your client. Comment: @Nicholas Regan @Pablo Campillos Think it should be Visibility & Predictability not Orchestration Reply: Per previous, conformance I think relates more to Orchestration. Although I can see strong link to V&P…@Nicholas Regan thoughts? Reply: The Conformance Framework for me is all about Security first, the bonus is you can use it to facilitate visibility of breaches and orchestration activity. @Pablo Campillos to discuss Reply: @Nicholas Regan @Pablo Campillos This one is still open for us to discuss later.. Let's talk at 4, all the other comments are resolved with Pillars.

## Data Gaps Summary
Affective Use Case IDs (per Major Outcomes)
GAP CATEGORY | GAP IDs | Distinct Gaps Description | Key Data Characteristics and Considerations | System Security | Visibility & Predictability | Effective Orchestration
1. Trusted Coordination, Data Sharing & Flexibility Services | GO07 | Dx Outage plans and information is not shared with Customer Agents or Energy suppliers |  |  | OTN26 | OTN43, OTN50
1. Trusted Coordination, Data Sharing & Flexibility Services | GO12 | Dx, Tx, SO joint operational planning capability needs uplift |  |  | PO31, PO36, PO40, PO42 | PO33, PO51, PO58, PO61
1. Trusted Coordination, Data Sharing & Flexibility Services | GS04 | Some roles (Customer Agent and Communication Manager) are not registered or recognised within trusted regulatory or data sharing environments, limiting their visibility and reliability to initiate, receive or act on data that can contribute to system security and the effective orchestration of CER. | - Regulatory registration and market system onboarding into data sharing environments are different processes - Two essential roles—Customer Agent and Communication Manager—are currently only recognised within narrow regulatory contexts, limiting their broader contribution to CER integration. With AEMO for specific services, such as demand response or ancillary services (Customer Agent), or under the Relevant Agent framework for emergency solar curtailment in South Australia (Communication Manager). | OTE05, OTE07, OTE11, OTE13, OTE17, OTE18, OTE22, OTN63, PO17 |  | OTN43, OTN73, OTN93, PO58, PO61, PO64
1. Trusted Coordination, Data Sharing & Flexibility Services | GS28 | Commercial barriers exist for the provision of CER operating data at high frequency and low latency |  | OTN88, |  | OTN43
1. Trusted Coordination, Data Sharing & Flexibility Services | GVP01 | Role based visibility missing to consumer consent including 'Opt-in/Opt-out' |  |  | CI05
1. Trusted Coordination, Data Sharing & Flexibility Services | GVP06 | Lack of standardised way to communicate dynamic network prices and obtain all current network tariff information for energy suppliers (like retailers, service providers etc) |  |  | CI15,CI18 | OTN96
1. Trusted Coordination, Data Sharing & Flexibility Services | GVP10 | Capabilities to share operational data between distribution network, transmission network and system operator are not sufficient for operational planning & building effective power system models |  |  | OTN02.OTN03,OTN04,OTN18
1. Trusted Coordination, Data Sharing & Flexibility Services | GO08 | Customer Agents are unable to register and maintain accurate CER portfolio information for participation in market services and off-market services as portfolio makeup changes frequently with customer churn and across many counterparties resulting in duplicated portfolios and cost (SO(Tx), SO(Dx), Energy Suppliers, Communication Managers) | - Frequency of updates may need to be daily as CER portfolio composition can frequently change with device upgrades and customer churn in and out of many Customer Agent portfolios - System to system interfaces to support frequent, automated updates - Access permissions, multiple parties may need information to support their capabilities and service procurement, instead of maintaining separate out-of-sync portfolio registers (e.g. System Operator (Transmission), System Operator (Distribution), Energy Suppliers (Retailers), Communication Managers, Cyber Coordinator) - Identifier fields may be different across users (E.g. Device ID, NMI, Portfolio ID, Network location) - Related roles may be discoverable to facilitate capabilities and service discovery (e.g. Energy Suppliers, Customer Agent, Communication Managers) - Synchronisation with metadata registry systems (e.g. DER Register update requirement is 20 days) - Service qualifications identified at portfolio level (Relevant Agent, Energy, FCAS, Local Services, Retailer Flex, test certifications) - Re-certification of portfolios may be required | OTE05, OTN10 | OTN47 | OTN46, OTN50,OTN58, OTN64, OTN86, OTN96, PO58, PO61, PO64
1. Trusted Coordination, Data Sharing & Flexibility Services | GO09 | CER Dx forecast not shared at present (or generated for STPASA timelines) for assessing regional reserve |  |  | OTN04 | OTN28
1. Trusted Coordination, Data Sharing & Flexibility Services | GO10 | Access to streamlined mechanisms for trusted sending, receiving and accessing a range of CER data, services and identified counterparties | - Common data exchange infrastructure where applicable (e.g. B2B, CER Data Exchange, Industry Data eXchange (IDX)) - Registered and verified identities of Actors within data exchange ecosystems for use by all parties - Permissions framework to govern access to various data sources and packets - Standard data dictionary and payload definitions - Flexibility for non-standard transactions - Timely updating of supported transactions and backward compatibility to minimise participant system updates |  | OTN76 | OTN28, OTN41, OTN56, OTN58, ONT64, OTN65, OTN81, OTN86, OTN96, PO54, PO56, PO57, PO58, PO59, PO60, PO61, PO62, PO64
1. Trusted Coordination, Data Sharing & Flexibility Services | GVP18 | Insufficient information published by DNOs to enable customer agents to target high growth areas |  |  | PO67
2. Secure Operations, Protocols & Redundancy | GS08 | Robust emergency commands not in place across all regions: emergency commands need consistent definition, with standardised processes, interfaces, and testing and conformance regimes to ensure integrity. Various CER device actions are required to address system security risks (via emergency commands) | - CER Devices Standards related (separate gap) - Control Hierarchy related (separate gap) | OTE08, OTE12, OTE17, OTE19, OTE21, PO17, PO39, PO43, CI12 | OTN97,PO18,PO32
2. Secure Operations, Protocols & Redundancy | GS10 | Compensatory controls for CER have not been defined, implemented and made accessible to relevant Roles. Compensatory controls are default behaviours or redundancy requirements for CER during communications outages or in emergencies. These may be embedded within CER, involve other devices or exist within other layers and interactions in the power system. | - Consistent and visible approaches across System Operator, Distribution Networks and Device standards - Device capabilities: -- R-5 Disconnect -- R-6 Modulate power in response to grid conditions -- R-11 Remote reading of device settings -- R-12 Remote updating of device settings -- R-14 Monitor site-level power generation and loads -- R-16 Switch providers -- R-18 Local CER to CER Coordination - Design proportional to magnitude of risk - Shared visibility of CER default behaviour settings (conformance regularly monitored, assessed and reported, separate gap) - Default limits (e.g. Static and/or dynamic operating limits (DOE)) able to be followed by a device or site if communications are disconnected or no more limits are provided - DOE profile can be loaded to a device or site to reduce dependency on highly available communication - DOE profile provided over a time horizon that reduces dependency on highly available communications - CER portfolios may not receive updated activation instructions and need a target, following the last instruction would not be sustainable for a fleet of batteries - Processes interplay with Independent Mechanisms of Monitoring and Control (separate gap) - Does conformance with Compensatory Controls form part of market and off-market service qualification for Customer Agents? - Process for orderly market and system exit by a Customer Agent or Communication Manager with a Customer Agent of Last Resort, enabled by Device interoperability (separate gap) | OTE11, PO21, OTN72, PO39, PO43, CI30 |  | OTN57, OTN80, OTN81
2. Secure Operations, Protocols & Redundancy | GS11 | System design or implementations do not include alternate independent mechanism for CER monitoring that does not share a common mode of failure with the primary pathways for security by design | - Onsite devices that do not communicate via the internet - Measurement accuracy specifications - Levels of monitoring (site, aggregate CER devices at a site, CER devices) | OTE10, OTE11, PO47, PO48, PO49, CI12 |  | OTN23, OTN73
2. Secure Operations, Protocols & Redundancy | GS12 | System design or implementations do not include alternate independent mechanism for CER control that does not share a common mode of failure with the primary pathways for security by design | - Onsite devices that do not communicate via the internet - Communication to devices Device requirements: - R-5 Disconnect - R-8 Modulate Power, device-level signal | OTE11, OTE19, CI12, CI28
2. Secure Operations, Protocols & Redundancy | GS16 | Customers are unaware of emergency commands (before and/or after) |  | OTE17, OTE20, OTE23
2. Secure Operations, Protocols & Redundancy | GS17 | Utilising controllable load and/or controllable generation of CER as separate levers enables targeted responses and limits the impact on essential electrical services. | Under Frequency Load Shedding (UFLS) = controlled load disconnect from the grid Over Frequency Generation Shedding (OFGS) = controlled generation disconnect from the grid Distributed PV Contingency (DPV-C) = controlled generation disconnect from the grid Minimum System Load (MSL) = curtail or disconnect controlled generation and/or ramp controlled load Lack of Reserve (LOR) = curtail or disconnect controlled load and/or ramp controlled generation | OTE19, OTN10
2. Secure Operations, Protocols & Redundancy | GS18 | Cyber incident detection and top-down response times may not be able to contain mass CER compromise events. Automated capabilities are needed. | - Automated detection and response mechanisms embedded in the CER devices, sites or grid - Define response thresholds and make available across relevant operational roles | OTE19 |  | OTN73, OTN93
2. Secure Operations, Protocols & Redundancy | GS21 | Dx Operator capability to adjust energy flows is immature |  | OTN19, OTE22, OTN10
2. Secure Operations, Protocols & Redundancy | GS22 | Signal flexibility not available to choose between broadcast, one-to-one and narrowcast to achieve more targeted emergency and flexibility service outcomes with individuals or discrete groups of devices or counterparties |  | OTN19, |  | OTN57, OTN64, OTN80, OTN81
2. Secure Operations, Protocols & Redundancy | GS23 | Device activation signals can be conflicted / overridden by various actors (e.g. via internet access). There is no control hierarchy applying to different coordination signals for CER or CER management systems defined or in place. | Control hierarchy may include: o 1) Safety relays, o 2) Emergency command communications channel, o 3) Distribution limits (e.g. DOEs) o 4) Customer Agent communications channel (optimisation decisions in line with customer preferences) - Relates to device and installations standards (separate gap) - Relates to Interoperability standards (separate gap) - Relates to Compensatory Controls (separate gap) | OTN19, CI26, CI28, CI30, |  | OTN50, OTN57, OTN73, PO58, PO61, PO64
2. Secure Operations, Protocols & Redundancy | GO11 | Visibility and measurement gaps in performance of automated protection systems e.g. UFLS, OFGS | - Real-time monitoring of load on UFLS circuits - Collection, processing and sharing of data from the distribution network before or after an event | OTE09 |  | PO33
3. Data Collection, Use & Quality | GO01 | Calculation methodology for Dx DOE limits and allocation of hosting capacity not transparent and consistent across regions |  |  | OTN21, OTN22 | OTN56
3. Data Collection, Use & Quality | GO06 | Market data is not easily accessible in a machine-to-machine interface to enable Customer Agent learning e.g. forecasting, service opportunity analysis, value stacking for customers |  |  |  | OTN41,
3. Data Collection, Use & Quality | GS05 | No standardised processes, interfaces to share available curtailment quantities between system operators | - Definition (Gross or Net) - Level of allocation (network node, TNI) - Consider network mapping to allocation point and network reconfigurations - Frequency of provision required for operational and emergency planning - Interface secure and system-to-system for reliability - Downstream data collection from Communication Managers or Customer Agents by - Distribution System Operators may constrain update frequency | OTE07, OTE09
3. Data Collection, Use & Quality | GS06 | Accuracy, completeness and accessibility of CER Standing Data Repository (includes asset metadata). Various parties supporting CER operations do not have access to CER standing data, with the frequency and accuracy of data updates requiring significant uplift. | Additional data elements for capture could include: - inverter settings, - device configurations (assisting conformance assessment to standards), - device status (connection/energised/fault), - addition of data for all CER types (e.g. Solar, Batteries, Electric Vehicles, Electric Vehicle Supply Equipment (EVSE), controlled loads) - Device-specific identifier structure | OTE05, OTE07, OTN10, OTN88 | CI21,CI24,CI29,CI34,OTN03 | CI33, OTN06
3. Data Collection, Use & Quality | GS19 | T-D interface coordination: Sharing of CER performance data and forecasts (passive and CER portfolios) relating to operations are immature | - Definition (Gross) - Level of allocation (network node, TNI) - Consider network mapping to allocation point and network reconfigurations - Frequency of provision required for operational planning - Interface secure and system-to-system for reliability - Downstream data collection from Communication Managers or Customer Agents by - Distribution System Operators may constrain update frequency | OTN05, OTN77, OTN90, | OTN07,OTN20,OTN78,OTN94,OTN95 | OTN06, OTN85, PO54, PO56
3. Data Collection, Use & Quality | GS20 | Distribution network visibility including monitoring data from network elements, along with CER standing and performance data, are essential inputs for key capabilities such as calculating dynamic limits and forecasting network states. | - Refer to Energy Security Board "Benefits of increased visibility of networks consultation paper", examples include: -- Import and capacity (kW or kVa) at Distribution High Voltage Feeder (HV) and Distribution substation (DxSub). | OTN10, OTN88, |  | OTN06, OTN85, PO54, PO59
3. Data Collection, Use & Quality | GS24 | CER Operating Limits (e.g. dynamic operating envelopes (e.g. dynamic operating envelopes)) not standardised and in place across all regions: components such as message definitions, processes, interfaces, and receipt permissions have not been standardised, are not in place across all regions, or discoverable by relevant stakeholders (such as Customer Agents, Retailers, and other roles). | - Definition (Gross or Net) - Level of allocation (device, site, network node) - Permission and mechanism for parties other than Communication manager to receive (e.g. multicast) - Frequency of updates (can inform Customer Agent bidding and service provision) - Interface standardisation (system-to-system) - Profile time horizon: market participants will construct bids within limits over pre-dispatch and STPASA time horizons (~40hr - 7 days) | OTN44, PO47, OTN10 | PO08, OTN22 | OTN23, OTN43, OTN56, OTN73, OTN80, OTN81
3. Data Collection, Use & Quality | GS32 | Network and power system modelling for system security need more granular network and CER detail to account for CER impacts |  | PO20, PO21 | PO19,PO37,PO40
3. Data Collection, Use & Quality | GS37 | T-D interface coordination: Sharing of aggregate CER operating limits (standing and forecasts) relating to T-D operations is not defined and standardised with streamlined interfaces incl calculation methodology, data definitions, reporting/sharing requirements and procedures and interfaces | - Definition (Gross or Net) - Level of allocation (network node, TNI) - Consider network mapping to allocation point and network reconfigurations - Frequency of provision required for Tx limit calculations - Interface secure and system-to-system for reliability | OTN77, OTN90, PO41, OTN10 |  | OTN21, OTN85, PO54, PO56
3. Data Collection, Use & Quality | GVP12 | Aggregate CER is not incorporated into network models & bulk power system models |  |  | OTN01 ,OTN18,OTN39
3. Data Collection, Use & Quality | GVP14 | Issues with accuracy & visibility of CER performance data |  |  | PO18,PO50
3. Data Collection, Use & Quality | GVP15 | Issues with accuracy & visibility of CER operational data(including aggregated Telemetry) |  |  | OTN52,OTN70,OTN71,OTN73,OTN74,OTN78,OTN95
3. Data Collection, Use & Quality | GVP20 | Limited representation of CER impact in system-level planning, demand-side flexibility and market integration |  |  | PO24
3. Data Collection, Use & Quality | GVP22 | Insufficient monitoring and reporting on workforce capability across all CER roles |  |  | PO23
3. Data Collection, Use & Quality | GVP30 | Lack of situational awareness (monitoring and reporting) of under-frequency response available at any given time |  |  | PO16,PO50
4. CER Installation, Commissioning & Customer Enablement | GS03 | Standards for CER device installations, maintenance and disconnection do not comprehensively cover requirements or testing and compliance regimes for configuration settings for control hierarchy, compensatory controls, cyber security, and emergency responses, provisioning communication pathways, standing data capture, commissioning, de-commissioning, disposal and recycling processes and reporting requirements. | - Distribution Network Connection agreements - Standardised processes across Distribution Networks linking relevant device settings, emergency command channels, compensatory controls (separate gaps) - Conformance Monitoring Framework related (separate gap) | OTE05, PO49, PO69, PO70, PO71, PO72, PO74, CI12, CI26, CI28, CI30, PO06, PO47, PO48 | CI34,CI42,CI43,PO32,CI13,CI21,CI17,CI20,PO18 | CI33
4. CER Installation, Commissioning & Customer Enablement | GS15 | CER not configured to provide frequency response (only through 3rd party Customer Agents) |  | OTE09
4. CER Installation, Commissioning & Customer Enablement | GS34 | The framework for installer accreditation and education requires considerable uplift to align with standards and prospective changes to configuration and commissioning arrangements. |  | PO70, PO71, PO72
4. CER Installation, Commissioning & Customer Enablement | GS35 | Lack of standardised process or system interfaces to streamline/manage coordination between CER Customer, Installer, DNSP and Customer Agent during CER installation, commissioning or maintenance across various Distribution Network regions |  | CI05, CI12, CI26 | CI13,CI16,CI18,CI21,CI24,CI34 | CI10
4. CER Installation, Commissioning & Customer Enablement | GVP05 | Dynamic connection agreements not yet available across the NEM and WEM |  |  | CI14,CI16
4. CER Installation, Commissioning & Customer Enablement | GVP13 | Data capture errors occur as Installers need to populate existing registries from scratch when device is installed |  |  | CI21
4. CER Installation, Commissioning & Customer Enablement | GVP04 | Capability to facilitate CER Customers switching between Customer Agents (and VPPs) does not exist. This diminishes consumer choice and potential benefits from their CER. Customer protections, CER interoperability standards need to be considered alongside scenarios where a Customer Agent may become insolvent or otherwise exits the market. |  |  | CI06
4. CER Installation, Commissioning & Customer Enablement | GVP23 | Education and Support for customers to understand and compare CER products, flexibility services and deals are not available or easily accessible. |  |  | CI35,CI36
5. Enabling Roles & Frameworks | GO04 | Off-market CER flexibility services lack standardisation across regions in terms of definitions, contract terms, qualification criteria, and performance testing. These services are not consistently discoverable, accessible to Customer Agents, or structured in a way that supports timely forecasting, conformance assessment, and catalogue evolution. Examples include local network support services (both transmission and distribution), retailer-led flexibility offerings, and others. |  |  | PO31,PO42 | OTN25, OTN28, OTN31, OTN34, OTN41, OTN43, OTN58, OTN64, OTN66, OTN86, PO54, PO57, PO58, PO59, PO60, PO61, PO62, PO63, PO64
5. Enabling Roles & Frameworks | GO05 | Off-market CER flexibility service settlement is fragmented among many counterparties |  |  |  | OTN31, OTN36, OTN58, OTN64, OTN66
5. Enabling Roles & Frameworks | GS13 | Cyber Coordination framework, permissions, planning and reporting requirements, processes, interfaces and messages to facilitate coordination in response to incidents (Cyber Coordinator Role to be defined) | - This role’s scope would include Roles and Actors that are not registered market participants and risks that are behind the meter or adjacent to the power system (outside AEMO's cyber security responsibilities). Working with AEMO and other government agencies | OTE04, OTE14, OTE15, OTE16, PO49, OTE22, PO17, PO30, PO49
5. Enabling Roles & Frameworks | GS14 | CER Conformance Framework and associated Roles (Monitoring, Assessment, Enforcement) across device installations, CER distribution limits (e.g. dynamic operating envelopes), and CER portfolio operations and emergency commands are all required functions to be undertaken in a high CER system. The roles within this framework need standards, data definitions, process and interface definitions that do not exist (Monitoring data, assessment criteria, applicable corrective actions, defined standardised reporting, accreditation, device, installation, commissioning, provisioning and operational compliance regimes) |  | OTE10, OTE21, OTN72, OTN75, CI28, CI30, PO06, PO07, PO47, PO48, PO49, PO69, PO70, PO74, CI28, CI30, | CI23, CI27, CI29, OTN09, OTN55, OTN70, OTN71, OTN73, OTN74, PO16, PO28, PO29 | CI33, OTN23, OTN73, OTN93
5. Enabling Roles & Frameworks | GS30 | Customer protections for CER and flexibility services to be introduced maintained and regulated. Could include data protection and training, clarity of customer flexibility product contracts, ability for customers to monitor product performance to ensure they are better off overall and regulatory monitoring of product delivery against stated product benefits. |  | PO09, CI32, PO34, CI32 | CI05,CI16,CI31,OTN42 | OTN57, OTN73, OTN93
5. Enabling Roles & Frameworks | GS33 | Cyber threat contingency identification and joint planning by System Operators requires processes and technical infrastructure to support robustness of planning. |  | PO30
5. Enabling Roles & Frameworks | GS36 | CER regulatory oversight gaps exist for cyber and limit-related (e.g. dynamic operating envelopes) corrective measures, defining and authorising CER product certification and testing requirements, detailing CER device and installation technical requirements, and developing and maintaining mandatory training on CER standards. |  | PO13 | PO01,PO08
5. Enabling Roles & Frameworks | GVP02 | CER ownership obligations and compliance obligations are not easily available for consumers to make opt-in/opt-out decisions about offered CER services & deals |  |  | CI05,CI13
5. Enabling Roles & Frameworks | GVP07 | Missing role/responsibilities for Customer Agent and Communication manager |  |  | CI06
5. Enabling Roles & Frameworks | GVP08 | Missing roles/responsibilities(including reporting capabilities) for SO(Dx) |  |  | OTN94
5. Enabling Roles & Frameworks | GVP09 | Process and roles/responsibility (Claim Manager, Independent expert) to be defined for compensation claim process for CER devices |  |  | OTN15,OTN16,OTN17,OTN61
5. Enabling Roles & Frameworks | GVP16 | No standardised framework to adjust and track CER incentives & credits across all states |  |  | PO03
5. Enabling Roles & Frameworks | GVP17 | Missing role and processes around ongoing & consistent CER uptake maturity assessment |  |  | PO02
5. Enabling Roles & Frameworks | GVP19 | Governance and role clarity for emergency under-frequency response in high CER conditions |  |  | PO35
5. Enabling Roles & Frameworks | GVP21 | Lack of NEM-wide approach and coordination on CER integration policies |  |  | PO24,PO50
5. Enabling Roles & Frameworks | GVP24 | Settlement process and roles/responsibility involved to be defined for customer agents operating CER devices |  |  | OTN14
5. Enabling Roles & Frameworks | GVP25 | Prudential process and standards to be defined for CER as they do not participate in energy market |  |  | OTN45
5. Enabling Roles & Frameworks | GVP26 | Limited opportunity for customer agents to provide services to multiple parties or markets |  |  | OTN45
5. Enabling Roles & Frameworks | GVP29 | CER specific default contracts require development |  |  | PO11
6. Device Standards & Control | GS01 | Capability to isolate grid electrical supply at the device level (rather than the grid connection point level) | Device requirements - R-5 Disconnect - R-17 Uniquely Identifiable | OTE05, OTE08, OTE21, PO39, PO43, CI12, CI28
6. Device Standards & Control | GS02 | Standards for CER devices do not comprehensively cover requirements for physical performance (autonomous and remote initiated), communication protocols, enabling information models and the mapping between all 3 or for monitoring and testing these device capabilities. | - Refer to CER Taskforce Workstream: Interoperability Standards for Consumer Energy Resources (CER) Consultation Paper for requirements ("R-X") - Consider coverage of all CER types including Solar, Batteries, Electric Vehicles, Electric Vehicle Supply Equipment (EVSE), controlled loads | OTE05, OTE10, PO49, PO69, PO71, PO74, PO47, PO48, CI26, PO12 | CI23, OTN62, OTN70, OTN71, OTN73, OTN74
6. Device Standards & Control | GS07 | Emergency capability to disconnect load and generation devices from the grid rather than curtail | Device requirements - R-5 Disconnect - R-17 Uniquely Identifiable | OTE05, OTE08, OTE19, PO39, PO43, CI28, OTN10
6. Device Standards & Control | GS09 | Capability to withhold CER from re-connecting to the grid once power is restored for system restart (power system black) | Device requirements: - R-5 Disconnect - R-6 Modulate Power in response to grid conditions - R-7 Modulate Power to 0W - R-8 Modulate power, device-level signal - R-11 Remote reading of device settings - R-12 Remote updating of device settings | OTE11, OTE13, OTE18, PO17, PO39, PO43
6. Device Standards & Control | GS26 | Actor to Device interoperability standards not defined (Physical Performance specification, Comms protocols, Common Information Model, Mapping between all 3). Can lead to reduced customer choice and value, stranded CER, latency issues and limited compliance with emergency commands and activation instructions for service provision |  | OTN48 |  | OTN46, OTN57, OTN80
6. Device Standards & Control | GS27 | Device to Device interoperability standards not defined (Physical Performance specification, Comms protocols, Common Information Model, Mapping between all 3) e.g. HEMS to Device or EVSE to EV, can lead to reduced customer choice and value and limited compliance with emergency commands |  | OTN48 |  | OTN46, OTN57, OTN80
6. Device Standards & Control | GVP11 | PKI infra / capabilities not widely applied to CER devices |  |  | CI38

## Gaps by Info category
# |  | Initial gap analysis
Information Group | Information Category | Augmentation required | Capability exists | New capability required | Total Result
CER MASTER DATA | CER MASTER DATA | 10 | 6 |  | 16 | Comments
| COMMISSIONING | 14 |  |  | 14 | Compliance and conformance require the largest capability uplift
| COMPLIANCE | 22 | 11 | 3 | 36 | CER Service offers is the most mature
| DISCONNECTION & DISPOSAL | 1 |  |  | 1
CONTRACTS | AGREEMENT | 6 | 2 |  | 8
| BREACH&COMPENSATION | 2 | 2 | 7 | 11
| CER SERVICE OFFERS | 3 | 13 |  | 16
| FLEX (RETAIL) |  |  | 2 | 2
| FLEX SERVICES | 2 |  |  | 2
| LOCATIONAL SERVICES | 15 | 1 | 1 | 17
| PORTFOLIO | 4 |  |  | 4
| SERVICE ORDERS |  | 2 |  | 2
FORECASTING | CONFORMANCE | 6 | 1 | 15 | 22
| DOE | 8 | 2 | 2 | 12
| FORECAST | 7 |  |  | 7
| MARKET OUTLOOK REPORT/PUBLICATION | 8 | 5 |  | 13
| OPERATIONAL ASSESSMENT | 6 | 7 | 1 | 14
MEASUREMENTS | HISTORIC TELEMETRY | 2 |  | 1 | 3
| TELEMETRY (DEVICE) | 1 | 1 | 7 | 9
| TELEMETRY (PORTFOLIO) | 1 |  |  | 1
OPERATIONS | CUSTOMER COMMS | 1 | 5 |  | 6
| CYBER COORDINATION | 3 |  | 10 | 13
| MARKET NOTICE | 4 | 4 |  | 8
| OPERATIONAL INTERVENTION | 11 | 7 | 1 | 19
| TXDX INTERFACE | 5 |  |  | 5
POWER SYSTEM MODELS | OUTAGE PLAN | 1 | 1 |  | 2
| PS MODELS | 5 | 3 | 2 | 10
REPORTS | REGULATORY INSTRUMENT | 5 | 4 | 2 | 11
TRANSACTIONS | ACTIVATION | 10 | 5 | 1 | 16
| FINANCIAL | 4 | 7 | 2 | 13
| MARKET | 2 |  |  | 2
Total Result |  | 169 | 89 | 57 | 315

## Data Initiation
Data
UC1# | Count of UC1# | Count of I - Authorised Data Recipient | Count of I- CER Conformance Assessor | Count of I- CER Conformance Monitor | Count of I- CER Customer | Sum of I- Supplier | Sum of I- Rule Maker | Sum of I- Public Key infrastructure (PKI) provider | Sum of I- Policy Maker | Sum of I- Market Operator(Tx) | Count of I- Market Operator(Dx) | Sum of I- Jurisdiction System Security Coordinator | Sum of I- Energy Supplier | Sum of I- Information Provider | Sum of I- Customer Agent | Sum of I- Consumer (Electricity) | Sum of I- Communication Manager | Sum of I- Claim Manager | Sum of I- CER Regulator | Sum of I- CER Installer / Remover | Sum of I- CER Independent Expert | Sum of I- CER Enforcement Manager | Count of I- CER Dispute Mediator | Sum of I- CER Device | Sum of I- CER Data Exchange Coordinator | Sum of I- CER Cyber Coordinator | Sum of I- Distributed Network Owner | Count of I- Transmission Network Owner (TNO) | Sum of I- System Operator(Dx) | Sum of I- System Operator (Tx)
CI01 | 1 | [25 empty] | 1
CI02 | 1 | [15 empty] | 1 | [9 empty] | 1
CI03 | 1 | [15 empty] | 1 | [9 empty] | 1
CI04 |  |  | 1 | [14 empty] | 1 | [7 empty] | 1
CI04.s | 3 | [6 empty] | 2 | [8 empty] | 2 |  |  |  |  | 3
CI05 | 1 |  | 1
CI06 | 1 |  | 1
CI07 | 1 |  | 1
CI08 | 1 |  | 1
CI09 |  |  | 1
CI10 | 1 |  | 1
CI11 |  |  | 1
CI12 | 1 | [14 empty] | 1
CI12.s | 1 | [14 empty] | 1
CI13 | [15 empty] | 1
CI14 | [15 empty] | 1
CI15 | [15 empty] | 1
CI16 | 1 | [14 empty] | 1
CI17 | 1 | [14 empty] | 1
CI17.s | 2 | [14 empty] | 2
CI18 | [21 empty] | 1
CI19 | 1 | [15 empty] | 1
CI19.s | 1 | [20 empty] | 1
CI20 | [7 empty] | 1 | [13 empty] | 1
CI20.s | 3 |  | 2 |  |  |  |  | 1
CI21 | [15 empty] | 1 | [5 empty] | 1
CI21.s | 2 | [14 empty] | 2 | 2
CI22 | 1 | [6 empty] | 1
CI22.s | 2 | [6 empty] | 1
CI23 | [7 empty] | 1 | [19 empty] | 1
CI23.s | 4 | 1 | [5 empty] | 3 | [19 empty] | 3
CI24 | [7 empty] | 1
CI24.s | 4 | [6 empty] | 4
CI25 | 1 | [6 empty] | 1
CI26 | 1 | [17 empty] | 1
CI26.s | 1 | [15 empty] | 1
Data
UC1# | Count of UC1# | Count of R - Authorised Data Recipient | Count of R- CER Conformance Assessor | Count of R- CER Conformance Monitor | Count of R- CER Customer | Count of R- CER Cyber Coordinator | Count of R- CER Data Exchange Coordinator | Count of R- CER Device | Count of R- CER Dispute Mediator | Count of R- CER Enforcement Manager | Count of R- CER Independent Expert | Count of R- CER Installer / Remover | Count of R- CER Regulator | Count of R- Claim Manager | Count of R- Communication Manager | Count of R- Consumer (Electricity) | Count of R- Customer Agent | Count of R- Distributed Network Owner | Count of R- Energy Supplier | Count of R- Information Provider | Count of R- Jurisdiction System Security Coordinator | Count of R- Market Operator(Dx) | Count of R- Market Operator(Tx) | Count of R- Policy Maker | Count of R- Public Key infrastructure (PKI) provider | Count of R- Rule Maker | Count of R- Supplier | Count of R- System Operator(Dx) | Count of R- System Operator (Tx) | Count of R- Transmission Network Owner (TNO)
CI01 | 1 |  | 1 | [10 empty] | 1 | [15 empty] | 1
CI02 | 1 |  | 1 | [10 empty] | 1 | [15 empty] | 1
CI03 | 1 |  | 1 | [7 empty] | 1 |  |  | 1 | [15 empty] | 1
CI04 | [9 empty] | 1 |  |  |  |  | 1 | [9 empty] | 1
CI04.s | 3 |  | 3 | [10 empty] | 2 | [15 empty] | 3
CI05 | 1 | [8 empty] | 1 |  |  |  |  | 1 | 1 | [8 empty] | 1
CI06 | 1 | [13 empty] | 1
CI07 | 1 |  |  |  |  | 1 | [8 empty] | 1 | [13 empty] | 1
CI08 | 1 | [13 empty] | 1
CI09 | [9 empty] | 1 |  |  |  |  | 1 | 1 | [8 empty] | 1
CI10 | 1 | [6 empty] | 1 |  | 1 |  |  |  |  | 1
CI11 | [15 empty] | 1
CI12 | 1 |  |  |  |  | 1 | [6 empty] | 1 | [15 empty] | 1 | 1
CI12.s | 1 | [8 empty] | 1 | [18 empty] | 1
CI13 | [9 empty] | 1 | [14 empty] | 1 |  |  |  | 1
CI14 | [10 empty] | 1 | [17 empty] | 1
CI15 | [9 empty] | 1
CI16 | 1 |  | 1
CI17 | 1 | [8 empty] | 1 | [18 empty] | 1
CI17.s | 2 | [8 empty] | 2 | [18 empty] | 2
CI18 | [15 empty] | 1
CI19 | 1 | [23 empty] | 1 |  |  |  | 1
CI19.s | 1 | [14 empty] | 1 | [13 empty] | 1
CI20 |  |  | 1 | [9 empty] | 1 | 1 | 1 | 1
CI20.s | 3 | [8 empty] | 3 |  |  |  |  | 3 | 3 | [12 empty] | 1 | 2
CI21 |  |  |  |  | 1 | [5 empty] | 1 |  | 1 |  | 1 | 1 | [10 empty] | 1 |  | 1
CI21.s | 2 |  |  |  | 1 |  |  |  |  | 2 | 1 |  | 1 |  | 1 | 1 | [10 empty] | 1 |  | 2
CI22 | 1 | [8 empty] | 1 | [18 empty] | 1 | 1
CI22.s | 2 | [8 empty] | 1 | [14 empty] | 1 |  |  |  | 1
CI23 | [10 empty] | 1 | [17 empty] | 1
CI23.s | 4 | [9 empty] | 1 | [17 empty] | 4
CI24 | [10 empty] | 1 | [17 empty] | 1
CI24.s | 4 | [8 empty] | 1 | 1 |  |  |  | 1 | [9 empty] | 1 |  |  |  | 4
CI25 | 1 | [9 empty] | 1 | [17 empty] | 1
CI26 | 1 |  | 1 |  |  | 1 | [22 empty] | 1
CI26.s | 1 | [8 empty] | 1 | [18 empty] | 1
CI27 | 1 | [8 empty] | 1 | [5 empty] | 1 | [12 empty] | 1
CI28 | 1 | [8 empty] | 1 | [5 empty] | 1 | [12 empty] | 1
CI29 | 1 | [9 empty] | 1 |  |  |  |  | 1 | [12 empty] | 1
CI29.s | 1 | [23 empty] | 1 |  |  |  | 1
CI30 | 1 | [27 empty] | 1
CI31 | 1 |  | 1 |  |  | 1 |  |  |  | 1 |  |  |  | 1 | [14 empty] | 1 | 1
CI31.s | 1 | [8 empty] | 1 | [19 empty] | 1
CI32 | [6 empty] | 1 | 1 |  |  | 1
CI33 | 1 | [8 empty] | 1 | [18 empty] | 1
CI34 | 1 | [9 empty] | 1 | [17 empty] | 1 | 1
CI34.s | 10 |  | 2 | [6 empty] | 7 | 2 |  |  |  | 3 | 3 | [12 empty] | 7 | 2
CI35 | 1 |  | 1 | [6 empty] | 1 |  |  | 1 | 1 | 1 | 1 | [8 empty] | 1 |  | 1 |  |  | 1
CI36 | 1 |  | 1 | [26 empty] | 1
CI37 | 1 | [8 empty] | 1 |  |  |  |  | 1 | [9 empty] | 1
CI38 | [5 empty] | 1 | [22 empty] | 1
CI39 | [6 empty] | 1
CI40 | [15 empty] | 1 | [12 empty] | 1
CI41 |  |  | 1 |  |  | 1 | [22 empty] | 1
CI42 | 1 | [8 empty] | 1
CI43 | 1 | [9 empty] | 1 | [17 empty] | 1 | 1
CI44 |  |  | 1 | [10 empty] | 1 | [15 empty] | 1
OTE01 | 1 | 1 |  | 1 | 1 |  |  | 1 |  |  | 1 | 1 |  |  | 1 | 1 | 1 |  |  |  | 1 |  |  |  |  | 1 |  | 1 | 1
OTE01.s | 3 | 2 | 1 | 2 | 2 | 1 |  | 2 |  |  | 2 | 2 |  |  | 2 | 1 | 2 |  |  |  | 2 |  |  |  |  | 1 | 1 | 2 | 2 | 2
OTE02 | 1 | [26 empty] | 1 | 1 | 1
OTE03 |  | 1 |  | 1 |  |  |  | 1 |  |  | 1 | 1 |  |  | 1 | 1 | 1 |  |  |  | 1 |  |  |  |  | 1 |  | 1 | 1
OTE04 |  |  |  | 1 | [25 empty] | 1
OTE05 | 1 | [14 empty] | 1 | [11 empty] | 1 | 1 | 1
OTE06 | 1 | [14 empty] | 1 | [11 empty] | 1 | 1 | 1
OTE07 | 1 |  |  |  | 1 | [21 empty] | 1 | 1 | 1 | 1
OTE08 | 1 |  |  |  |  | 1 | [6 empty] | 1 |  | 1 | 1 | [12 empty] | 1
OTE09 | [12 empty] | 1 | [12 empty] | 1 | 1 |  | 1
OTE10 |  | 1 | [5 empty] | 1 | [20 empty] | 1 | 1
OTE11 | 1 | [13 empty] | 1 | [13 empty] | 1 | 1
OTE12 | 1 | [14 empty] | 1 | [9 empty] | 1 |  |  | 1
OTE13 | 1 | [14 empty] | 1 | [9 empty] | 1 |  |  | 1
OTE14 | 1 |  |  | 1 |  |  |  | 1 | [21 empty] | 1
OTE14.s | 2 | [9 empty] | 1 | [15 empty] | 1 |  | 2
OTE15 | [10 empty] | 1 | [15 empty] | 1 |  | 1 | 1
OTE16 | 1 | [9 empty] | 1 | [15 empty] | 1 |  | 1 | 1
OTE16.s | 3 |  |  | 1 | [6 empty] | 3 | [17 empty] | 3
OTE17 | 1 |  |  |  |  | 1 | [6 empty] | 1 | [15 empty] | 1
OTE17.s | 1 |  | 1 | [9 empty] | 1 | [16 empty] | 1
OTE18 | 1 | 1 | 1 | 1 |  | 1 |  | 1 |  |  | 1 | 1 | 1 |  | 1 | 1 | 1 |  |  |  | 1 |  |  |  |  | 1 | 1 | 1 | 1
OTE19 | 1 |  | 1 |  |  | 1 | [6 empty] | 1 | [15 empty] | 1
OTE20 | 1 |  | 1 | [26 empty] | 1
OTE21 | 1 |  |  |  | 1 | [10 empty] | 1 | [12 empty] | 1 | 1
OTE21.s | 1 |  |  |  | 1 | [23 empty] | 1
OTE22 | 1 |  |  |  |  | 1 | [6 empty] | 1 |  | 1 | 1 | [12 empty] | 1 | 1
OTE23 | 1 |  | 1 | [26 empty] | 1
OTE24 |  |  | 1 | [26 empty] | 1
OTN01 |  |  |  |  | 1 | [10 empty] | 1 | [9 empty] | 1 |  | 1 | 1
OTN02 |  |  | 1 |  | 1 | 1 | [20 empty] | 1 | 1 | 1
OTN03 |  |  |  |  | 1 | [21 empty] | 1 |  | 1
OTN03.s | 2 |  |  |  | 2 | [21 empty] | 2 | 1 | 1
OTN04 | 1 |  |  |  | 1 | [21 empty] | 1 |  | 1
OTN05 |  |  | 1 | [11 empty] | 1 | 1 | [9 empty] | 1 |  | 1 | 1
OTN05.s | 1 |  | 1 | [11 empty] | 1 | 1 | [9 empty] | 1 |  | 1 | 1
OTN06 | 1 | 1 | 1 | 1 | 1 | 1 |  | 1 | 1 |  | 1 | 1 |  |  | 1 | 1 | 1 |  |  |  | 1 |  |  |  |  | 1 | 1 | 1
OTN07 |  | 1 | 1 | 1 | 1 | 1 |  | 1 | 1 |  | 1 | 1 |  |  | 1 | 1 | 1 |  |  |  | 1 |  |  |  |  | 1 | 1 | 1
OTN08 | [14 empty] | 1 | [13 empty] | 1
OTN09 | 1 | 1 |  |  | 1 |  |  | 1 | [12 empty] | 1 | [5 empty] | 1 |  | 1
OTN09.s | 1 | 1 |  |  | 1 |  |  | 1 | [12 empty] | 1 | [5 empty] | 1 |  | 1
OTN10 | 1 | [24 empty] | 1 |  | 1 | 1
OTN10.s | 1 | [24 empty] | 1 |  |  | 1
OTN11 | 1 | [13 empty] | 1 | [13 empty] | 1
OTN12 | [26 empty] | 1 |  |  | 1
OTN13 | [14 empty] | 1 |  | 1 | [11 empty] | 1 | 1
OTN14 | [14 empty] | 1 | [13 empty] | 1
OTN15 | [20 empty] | 1 | [8 empty] | 1
OTN16 | [8 empty] | 1 | [5 empty] | 1 | [11 empty] | 1
OTN17 | [11 empty] | 1
OTN18 |  |  |  |  | 1 | [10 empty] | 1 | [9 empty] | 1 |  |  | 1
OTN19 | 1 | [24 empty] | 1 |  |  | 1
OTN20 |  |  |  |  | 1 | [15 empty] | 1 |  |  |  |  | 1 | 1 | 1 | 1
OTN21 | 1 |  |  |  | 1 | [21 empty] | 1 | 1 | 1
OTN21.s | 1 |  |  |  | 1 | [15 empty] | 1 |  |  |  |  | 1 | 1 | 1 | 1
OTN22 | 1 | 1 |  |  | 1 | 1 |  | 1 | [6 empty] | 1 |  | 1 |  |  |  | 1 | [5 empty] | 1 | 1 | 1
OTN23 |  | 1 |  |  | 1 |  |  | 1 | [20 empty] | 1
OTN24 | [28 empty] | 1
OTN25 | [28 empty] | 1
OTN26 | 1 | [25 empty] | 1 |  | 1
OTN27 | 1 | 1 |  |  | 1 |  |  | 1 | [6 empty] | 1 | 1 | [9 empty] | 1 | 1 | 1 | 1
OTN28 |  |  |  |  | 1 | [9 empty] | 1 | 1 | [9 empty] | 1 | 1 | 1 | 1
OTN28.s | 2 | 1 |  |  | 2 |  |  | 1 | [6 empty] | 2 | 1 | [9 empty] | 1 | 1 | 1 | 1 | 1
OTN29 | [14 empty] | 1 | [13 empty] | 1
OTN30 |  |  | 1 | [26 empty] | 1
OTN31 | [14 empty] | 1 | [14 empty] | 1
OTN32 |  |  | 1 | [26 empty] | 1
OTN33 | 1 |  |  |  | 1 | [9 empty] | 1 | 1 | [9 empty] | 1 | 1 |  | 1
OTN34 |  |  |  |  | 1 | [10 empty] | 1 | [9 empty] | 1 | 1 |  | 1
OTN35 | [14 empty] | 1 | [13 empty] | 1
OTN36 | [14 empty] | 1 | [14 empty] | 1
OTN37 | [15 empty] | 1 | [9 empty] | 1 |  |  | 1
OTN38 | [15 empty] | 1 | [9 empty] | 1 |  |  |  | 1
OTN39 | [15 empty] | 1 | [10 empty] | 1 |  | 1
OTN41 | 1 |  |  |  | 1 | [9 empty] | 1 | [13 empty] | 1 | 1
OTN42 | 1 |  | 1 |  |  | 1 | [22 empty] | 1
OTN43 | 1 | [27 empty] | 1
OTN44 | 1 |  |  |  | 1 | [9 empty] | 1 | [13 empty] | 1
OTN45 | [20 empty] | 1 | [7 empty] | 1
OTN45.s | 1 |  |  |  | 1 | [9 empty] | 1 | [13 empty] | 1
OTN46 | [20 empty] | 1 | [7 empty] | 1
OTN47 |  |  |  |  | 1 | [15 empty] | 1 | [7 empty] | 1
OTN48 | 1 |  | 1 |  |  | 1 | [6 empty] | 1 | [15 empty] | 1
OTN49 | [14 empty] | 1 | [13 empty] | 1
OTN50 | 1 |  | 1 | [9 empty] | 1 | [15 empty] | 1
OTN51 | 1 | [13 empty] | 1 | [13 empty] | 1
OTN52 |  |  |  |  | 1 | [15 empty] | 1 | [7 empty] | 1
OTN53 | [20 empty] | 1 | [7 empty] | 1
OTN54 |  |  | 1 |  |  | 1 | [23 empty] | 1
OTN55 | 1 |  |  |  | 1 | [9 empty] | 1 | [13 empty] | 1
OTN56 |  | 1 |  |  | 1 |  |  | 1 | [6 empty] | 1 |  | 1 | [9 empty] | 1 |  | 1
OTN57 |  |  |  |  | 1 | [9 empty] | 1 |  | 1 | [9 empty] | 1 |  | 1
OTN58 | 1 | [13 empty] | 1
OTN59 | 1 | [13 empty] | 1 | [13 empty] | 1
OTN60 | 1 | [11 empty] | 1 | [15 empty] | 1 | 1
OTN61 | [8 empty] | 1 |  |  | 1 | [17 empty] | 1
OTN62 | 1 |  |  |  |  | 1 | [22 empty] | 1
OTN63 | 1 |  |  |  | 1 | [9 empty] | 1 | [11 empty] | 1 |  | 1
OTN64 |  |  |  |  | 1 | [9 empty] | 1 | 1 | [9 empty] | 1 | 1 |  | 1
OTN64.s | 3 |  |  |  | 3 | [9 empty] | 3 | 2 | [9 empty] | 2 | 2 |  | 2 | 1
OTN65 | [14 empty] | 1 | [13 empty] | 1
OTN66 | [14 empty] | 1 | [14 empty] | 1
OTN67 |  |  |  |  | 1 | [10 empty] | 1
OTN68 |  |  | 1 |  |  | 1 | [23 empty] | 1
OTN69 |  |  | 1 |  |  | 1 | [23 empty] | 1
OTN70 | 1 |  |  |  | 1 | [15 empty] | 1 | [7 empty] | 1
OTN71 | 1 | 1 |  |  | 1 | [23 empty] | 1
OTN72 | 1 |  |  |  | 1 | [24 empty] | 1
OTN73 | 1 |  |  |  | 1 | [23 empty] | 1
OTN73.s | 1 | 1 |  |  | 1 |  |  | 1 | [20 empty] | 1
OTN74 | 1 |  |  |  | 1 |  |  | 1 | [20 empty] | 1
OTN75 | 1 | 1 |  |  | 1 |  |  | 1 | [20 empty] | 1
OTN76 |  | 1 | 1 | 1 | 1 | 1 |  | 1 | 1 |  | 1 | 1 | 1 |  | 1 | 1 | 1 |  |  |  | 1 |  |  |  |  | 1 | 1 | 1 | 1
OTN77 | 1 | [25 empty] | 1
OTN78 | 1 |  |  |  | 1 | [21 empty] | 1 |  | 1
OTN79 | 1 |  |  |  | 1 | [21 empty] | 1 |  | 1
OTN80 | 1 |  |  |  | 1 | [7 empty] | 1 |  | 1 | [5 empty] | 1 | [5 empty] | 1 |  | 1
OTN81 | 1 |  |  |  | 1 | [11 empty] | 1 |  |  |  | 1 | [5 empty] | 1 |  | 1
OTN85 | 1 |  |  |  | 1 | [9 empty] | 1 | [10 empty] | 1 |  |  | 1
OTN86 | 1 |  |  |  | 1 | [9 empty] | 1 | 1 | [9 empty] | 1 | 1 |  | 1
OTN88 | [15 empty] | 1 | [10 empty] | 1 | 1 | 1
OTN89 | [28 empty] | 1
OTN90 | [26 empty] | 1 |  | 1
OTN91 | [26 empty] | 1 |  | 1
OTN93 | 1 |  |  |  | 1 |  |  | 1 | 1 |  |  | 1 | [17 empty] | 1
OTN94 | [28 empty] | 1
OTN95 |  |  |  |  | 1 | [10 empty] | 1 | [10 empty] | 1 | 1 | 1
OTN96 |  |  | 1 |  |  | 1 | [8 empty] | 1 | [13 empty] | 1
OTN97 | 1 | [11 empty] | 1 | [15 empty] | 1
PO01 | 1 | 1 |  | 1 |  |  | 1 | [7 empty] | 1 | 1 | 1 |  |  | 1 | 1 |  |  | 1 |  | 1 | 1 | 1
PO02 |  | 1 |  | 1 |  |  | 1 | [7 empty] | 1 | 1 | 1 |  |  | 1 | 1 |  |  | 1 |  | 1 | 1 | 1
PO03 | [14 empty] | 1 |  | 1 |  |  |  | 1
PO04 |  | 1 | [12 empty] | 1 |  | 1 |  |  | 1 | [5 empty] | 1 | 1 | 1
PO05 | 1 | [24 empty] | 1 | 1 | 1
PO06 |  | 1 | [5 empty] | 1 |  | 1 |  |  |  |  | 1 |  | 1
PO06.s | 1 |  |  |  | 1 |  |  |  |  | 1 | [5 empty] | 1 | [8 empty] | 1
PO07 |  | 1 | [5 empty] | 1 |  | 1 |  |  |  |  | 1 | 1 | 1 | [8 empty] | 1
PO08 |  | 1 |  |  | 1 | [9 empty] | 1 |  | 1 |  |  | 1 | [5 empty] | 1 |  |  | 1
PO09 | [9 empty] | 1 |  |  |  |  | 1 | 1 | 1 | [7 empty] | 1
PO10 | [15 empty] | 1
PO11 | [14 empty] | 1 | 1 | 1
PO12 | 1 | [8 empty] | 1 | [14 empty] | 1 | 1 |  | 1
PO13 | 1 | [8 empty] | 1 | [14 empty] | 1 | 1 |  | 1
PO13.s | 1 | [28 empty] | 1
PO14 | [23 empty] | 1
PO15
PO16 | [10 empty] | 1 | [14 empty] | 1
PO17 | 1 | [9 empty] | 1 |  |  |  |  | 1 | [9 empty] | 1 |  | 1
PO18 | 1 | [24 empty] | 1
PO18.s | 2 | 1 |  | 1 | 1 |  | 1 | 1 |  | 1 | 1 |  |  |  | 1 | 1 | 1 |  | 2 | 1 | 1 |  |  | 1 | 1 | 1 | 1 | 1
PO19 | 1 | [14 empty] | 1 | [9 empty] | 1 |  | 1
PO20 | 1 | [24 empty] | 1
PO21 | 1 | [13 empty] | 1 | 1 | 1 | [8 empty] | 1 |  | 1
PO22
PO23
PO24 |  | 1 | [5 empty] | 1 |  | 1 | 1 |  |  |  | 1 | 1 | 1 |  |  | 1 |  |  |  | 1 |  | 1 | 1 | 1
PO25 | [6 empty] | 1 |  |  |  | 1
PO26 | 1 | [25 empty] | 1
PO28 | 1 | [17 empty] | 1
PO28.s | 4 | 1 |  | 1 | 1 |  | 1 |  |  | 1 | 1 |  |  |  | 2 | 1 | 1 |  | 1 | 1 | 1 |  |  | 1 | 1 | 1 | 1 | 1 | 2 | 2
PO29 | 1 | [8 empty] | 1 |  |  |  |  | 1 |  | 1 | [7 empty] | 1
PO29.s | 1 | [28 empty] | 1
PO30 | 1 | 1 |  | 1 | 1 |  | 1 | 1 |  | 1 | 1 |  |  |  | 1 | 1 | 1 |  | 1 | 1 | 1 |  |  | 1 | 1 | 1 | 1 | 1
PO31 | 1 | [9 empty] | 1 | [15 empty] | 1 | 1
PO31.s | 1 | [9 empty] | 1 | [15 empty] | 1 | 1 | 1
PO32 | 1 | [25 empty] | 1 | 1
PO33 | 1 | [14 empty] | 1 | [11 empty] | 1
PO34
PO35 | 1 | [14 empty] | 1 | [9 empty] | 1
PO36 | [15 empty] | 1 | [9 empty] | 1 |  | 1
PO36.s | 3 | [9 empty] | 3 |  |  |  |  | 1 | [9 empty] | 1 | 1 | 1 | 1
PO37 | 1 | [14 empty] | 1 | [9 empty] | 1 |  | 1
PO38 | [15 empty] | 1 | [9 empty] | 1 |  | 1
PO39 | 1 | [14 empty] | 1
PO40 | 1 | [25 empty] | 1 | 1
PO41 | [26 empty] | 1
PO42 | 1 | [9 empty] | 1 |  |  |  |  | 1 | [10 empty] | 1
PO42.s | 3 | [9 empty] | 3 |  |  |  |  | 3 | [10 empty] | 3 |  | 1
PO43 | 1 | [25 empty] | 1
PO44 | 1 | [25 empty] | 1
PO45 | 1 | [14 empty] | 1 | [10 empty] | 1
PO46 | [27 empty] | 1
PO47 |  | 1
PO48
PO48.s | 1
PO49 | 1
PO49.s | 1 | 1 |  | 1 | 1 |  | 1 | 1 |  | 1 | 1 |  |  |  | 1 | 1 | 1 |  | 1 | 1 | 1 |  |  | 1 | 1 | 1 | 1 | 1
PO50 | [10 empty] | 1 | [15 empty] | 1
PO51 | [15 empty] | 1 | [11 empty] | 1
PO52 | 1 | [15 empty] | 1
PO53 | 1 |  |  |  | 1 | [9 empty] | 1 |  | 1 | [8 empty] | 1
PO54 | 1
PO55 | 1 |  |  |  | 1 | [9 empty] | 1 | 1 | [9 empty] | 1 |  | 1
PO56 | 1 |  |  |  | 1 | [9 empty] | 1 |  | 1
PO56.s | 1 |  |  |  | 1 | [9 empty] | 1 |  | 1
PO57 | 1 |  |  |  | 1 | [9 empty] | 1 |  | 1
PO58 | 1 |  |  |  | 1 | [9 empty] | 1 |  | 1 | [9 empty] | 1
PO59 | 1 |  |  |  | 1 | [9 empty] | 1 |  | 1
PO59.s | 1 |  |  |  | 1 | [9 empty] | 1 |  | 1
PO60 | 1 |  |  |  | 1 | [9 empty] | 1 |  | 1
PO60.s | 1 |  |  |  | 1 | [9 empty] | 1 |  | 1 | [11 empty] | 1
PO61 | 1 |  |  |  | 1 | [9 empty] | 1 |  | 1 | [9 empty] | 1
PO62 | 1 | 1 |  | 1 | 1 |  | 1 | 1 |  | 1 | 1 |  |  |  | 1 | 1 | 1 |  | 1 | 1 | 1 |  |  | 1 | 1 | 1 | 1 | 1
PO63 | 1 | [13 empty] | 1
PO63.s | 1 | [13 empty] | 1 | [13 empty] | 1
PO64 | 1 | [13 empty] | 1
PO65 | 1
PO66 | 1 | [15 empty] | 1
PO67 | 1
PO68 | 1
PO69 | 1
PO70 | 1
PO71 | 1 | [8 empty] | 1 | [14 empty] | 1
PO71.s | 1 | [23 empty] | 1
PO72 | 1 | [8 empty] | 1
PO73 | 1 | [8 empty] | 1
PO74 | 1 | [8 empty] | 1
PO74.s | 2 | 2 | [8 empty] | 2 |  |  |  | 1 | [9 empty] | 2 |  |  |  |  | 1
Total Result | 215 | 34 | 38 | 18 | 78 | 24 | 10 | 30 | 6 | 51 | 50 | 11 | 18 | 9 | 101 | 82 | 42 |  | 7 | 10 | 30 |  |  | 9 | 24 | 58 | 76 | 54 | 162 | 62

## Interactions
Initiator | Qty Use Cases Initiated |  |  | Recipient | Qty Use Cases Initiated |  |  | Observations
I__System_Operator__Tx | 0 | #DIV/0! | #DIV/0! | R__Customer_Agent | 0 | #DIV/0! | #DIV/0! | Top 8 roles responsible for the vast majority of interactions both as source and recipient. Interactions then move to administrative (cyber and compliance)
I__Distributed_Network_Owner | 0 | #DIV/0! |  | R__CER_Data_Exchange_Coordinator | 0 | #DIV/0! |  | #DIV/0!
I__Customer_Agent | 0 | #DIV/0! |  | R__Distributed_Network_Owner | 0 | #DIV/0!
I__Transmission_Network_Owner__TNO | 0 | #DIV/0! |  | R__System_Operator__Tx | 0 | #DIV/0!
I__System_Operator_Dx | 0 | #DIV/0! |  | R__System_Operator_Dx | 0 | #DIV/0!
I__CER_Regulator | 0 | #DIV/0! |  | R__Transmission_Network_Owner__TNO | 0 | #DIV/0!
I__CER_Conformance_Assessor | 0 | #DIV/0! |  | R__CER_Regulator | 0 | #DIV/0!
I__Energy_Supplier | 0 | #DIV/0! |  | R__CER_Installer___Remover | 0 | #DIV/0!
I__Supplier | 0 | #DIV/0! |  | R__CER_Customer | 0 | #DIV/0!
I__CER_Cyber_Coordinator | 0 | #DIV/0! |  | R__Energy_Supplier | 0 | #DIV/0!
I__CER_Installer___Remover | 0 | #DIV/0! |  | R__CER_Enforcement_Manager | 0 | #DIV/0!
I__CER_Customer | 0 | #DIV/0! |  | R__CER_Conformance_Assessor | 0 | #DIV/0!
I__CER_Conformance_Monitor | 0 | #DIV/0! |  | R__CER_Conformance_Monitor | 0 | #DIV/0!
I__Communication_Manager | 0 | #DIV/0! |  | R__Market_Operator_Tx | 0 | #DIV/0!
I__CER_Enforcement_Manager | 0 | #DIV/0! |  | R__CER_Device | 0 | #DIV/0!
I__Market_Operator_Tx | 0 | #DIV/0! |  | R__Supplier | 0 | #DIV/0!
I__Rule_Maker | 0 | #DIV/0! |  | R__CER_Cyber_Coordinator | 0 | #DIV/0!
I__Information_Provider | 0 | #DIV/0! |  | R__Communication_Manager | 0 | #DIV/0!
I__Policy_Maker | 0 | #DIV/0! |  | R___Authorised_Data_Recipient | 0 | #DIV/0!
I__CER_Device | 0 | #DIV/0! |  | R__Claim_Manager | 0 | #DIV/0!
I__Claim_Manager | 0 | #DIV/0! |  | R__Consumer__Electricity | 0 | #DIV/0!
I__Jurisdiction_System_Security_Coordinator | 0 | #DIV/0! |  | R__CER_Dispute_Mediator | 0 | #DIV/0!
I__CER_Independent_Expert | 0 | #DIV/0! |  | R__Market_Operator_Dx | 0 | #DIV/0!
I__Consumer__Electricity | 0 | #DIV/0! |  | R__Rule_Maker | 0 | #DIV/0!
I___Authorised_Data_Recipient | 0 | #DIV/0! |  | R__Jurisdiction_System_Security_Coordinator | 0 | #DIV/0!
I__CER_Data_Exchange_Coordinator | 0 | #DIV/0! |  | R__CER_Independent_Expert | 0 | #DIV/0!
I__CER_Dispute_Mediator | 0 | #DIV/0! |  | R__Policy_Maker | 0 | #DIV/0!
I__Market_Operator_Dx | 0 | #DIV/0! |  | R__Information_Provider | 0 | #DIV/0!
I__Public_Key_infrastructure__PKI_provider | 0 | #DIV/0! |  | R__Public_Key_infrastructure__PKI_provider | 0 | #DIV/0!
| 0 | #DIV/0! |  |  | 0

## Freq & Latency
Data | - all - |  | Data | - all -
Analysis
Count of UC1# |  |  | Count of UC1#
215 |  |  | 215 |  |  | "Near Real Time" - frequency of minutes and latency of minutes is the predominant use case
|  | #REF! |  |  | #REF! | High frequency predominately sourced from I__System_Operator__Tx I__Distributed_Network_Owner I__Transmission_Network_Owner__TNO I__Customer_Agent I__System_Operator_Dx
#REF!
Initiator by Frequency
[6 empty] | Frequency | Frequency_Minutes | Frequency_Hours | Frequency__Days | Frequency__Months | Frequency_Years | Frequency_On_Demand
[6 empty] | Initiator | Qty Use Cases Initiated
[6 empty] | I__System_Operator__Tx | 0 | 0 | 0 | 0 | 0 | 0
[6 empty] | I__Distributed_Network_Owner | 0 | 0 | 0 | 0 | 0 | 0
[6 empty] | I__Transmission_Network_Owner__TNO | 0 | 0 | 0 | 0 | 0 | 0
[6 empty] | I__Customer_Agent | 0 | 0 | 0 | 0 | 0 | 0
[6 empty] | I__System_Operator_Dx | 0 | 0 | 0 | 0 | 0 | 0
[6 empty] | I__Energy_Supplier | 0 | 0 | 0 | 0 | 0 | 0
[6 empty] | I__CER_Regulator | 0 | 0 | 0 | 0 | 0 | 0
[6 empty] | I__CER_Conformance_Assessor | 0 | 0 | 0 | 0 | 0 | 0
[6 empty] | I__Communication_Manager | 0 | 0 | 0 | 0 | 0 | 0
[6 empty] | I__Supplier | 0 | 0 | 0 | 0 | 0 | 0
[6 empty] | I__CER_Cyber_Coordinator | 0 | 0 | 0 | 0 | 0 | 0
[6 empty] | I__CER_Conformance_Monitor | 0 | 0 | 0 | 0 | 0 | 0
[6 empty] | I__Market_Operator_Tx | 0 | 0 | 0 | 0 | 0 | 0
[6 empty] | I__CER_Customer | 0 | 0 | 0 | 0 | 0 | 0
[6 empty] | I__CER_Enforcement_Manager | 0 | 0 | 0 | 0 | 0 | 0
[6 empty] | I__Jurisdiction_System_Security_Coordinator | 0 | 0 | 0 | 0 | 0 | 0
[6 empty] | I__CER_Installer___Remover | 0 | 0 | 0 | 0 | 0 | 0
[6 empty] | I__Rule_Maker | 0 | 0 | 0 | 0 | 0 | 0
[6 empty] | I__Policy_Maker | 0 | 0 | 0 | 0 | 0 | 0
[6 empty] | I__CER_Device | 0 | 0 | 0 | 0 | 0 | 0
[6 empty] | I__CER_Independent_Expert | 0 | 0 | 0 | 0 | 0 | 0
[6 empty] | I__Claim_Manager | 0 | 0 | 0 | 0 | 0 | 0
[6 empty] | I__Information_Provider | 0 | 0 | 0 | 0 | 0 | 0
[6 empty] | I___Authorised_Data_Recipient | 0 | 0 | 0 | 0 | 0 | 0
[6 empty] | I__CER_Data_Exchange_Coordinator | 0 | 0 | 0 | 0 | 0 | 0
[6 empty] | I__CER_Dispute_Mediator | 0 | 0 | 0 | 0 | 0 | 0
[6 empty] | I__Consumer__Electricity | 0 | 0 | 0 | 0 | 0 | 0
[6 empty] | I__Market_Operator_Dx | 0 | 0 | 0 | 0 | 0 | 0
[6 empty] | I__Public_Key_infrastructure__PKI_provider | 0 | 0 | 0 | 0 | 0 | 0

## Sensitivity
Info categories by Sensitivity
Data | - all -
Analysis
UC1# | Count of UC1#
CI01 | 1 |  |  |  | Data is Critical (20%) and Restricted (58%) - underlines the emphasis on cyber security And a need for data sharing platform that is secure in ensuring data is secure at rest and in transit. Also highlights the need for secure processes and cyber oversight
CI02 | 1
CI03 | 1
CI04
CI04.s | 3
CI05 | 1
CI06 | 1
CI07 | 1
CI08 | 1
CI09
CI10 | 1
CI11
CI12 | 1
CI12.s | 1
CI13
CI14
CI15
CI16 | 1
CI17 | 1
CI17.s | 2
CI18
CI19 | 1
CI19.s | 1
CI20
CI20.s | 3
CI21
CI21.s | 2
CI22 | 1
CI22.s | 2
CI23
CI23.s | 4
CI24
CI24.s | 4
CI25 | 1
CI26 | 1
CI26.s | 1 | #DIV/0! | #DIV/0! | #DIV/0!
CI27 | 1
CI28 | 1
CI29 | 1
CI29.s | 1
CI30 | 1
CI31 | 1
CI31.s | 1
CI32
CI33 | 1
CI34 | 1
CI34.s | 10
CI35 | 1
CI36 | 1
CI37 | 1
CI38
CI39
CI40
CI41
CI42 | 1
CI43 | 1
CI44
OTE01 | 1
OTE01.s | 3
OTE02 | 1
OTE03
OTE04
OTE05 | 1
OTE06 | 1
OTE07 | 1
OTE08 | 1
OTE09
OTE10
OTE11 | 1
OTE12 | 1
OTE13 | 1
OTE14 | 1
OTE14.s | 2
OTE15
OTE16 | 1
OTE16.s | 3
OTE17 | 1
OTE17.s | 1
OTE18 | 1
OTE19 | 1
OTE20 | 1
OTE21 | 1
OTE21.s | 1
OTE22 | 1
OTE23 | 1
OTE24
OTN01
OTN02
OTN03
OTN03.s | 2
OTN04 | 1
OTN05
OTN05.s | 1
OTN06 | 1
OTN07
OTN08
OTN09 | 1
OTN09.s | 1
OTN10 | 1
OTN10.s | 1
OTN11 | 1
OTN12
OTN13
OTN14
OTN15
OTN16
OTN17
OTN18
OTN19 | 1
OTN20
OTN21 | 1
OTN21.s | 1
OTN22 | 1
OTN23
OTN24
OTN25
OTN26 | 1
OTN27 | 1
OTN28
OTN28.s | 2
OTN29
OTN30
OTN31
OTN32
OTN33 | 1
OTN34
OTN35
OTN36
OTN37
OTN38
OTN39
OTN41 | 1
OTN42 | 1
OTN43 | 1
OTN44 | 1
OTN45
OTN45.s | 1
OTN46
OTN47
OTN48 | 1
OTN49
OTN50 | 1
OTN51 | 1
OTN52
OTN53
OTN54
OTN55 | 1
OTN56
OTN57
OTN58 | 1
OTN59 | 1
OTN60 | 1
OTN61
OTN62 | 1
OTN63 | 1
OTN64
OTN64.s | 3
OTN65
OTN66
OTN67
OTN68
OTN69
OTN70 | 1
OTN71 | 1
OTN72 | 1
OTN73 | 1
OTN73.s | 1
OTN74 | 1
OTN75 | 1
OTN76
OTN77 | 1
OTN78 | 1
OTN79 | 1
OTN80 | 1
OTN81 | 1
OTN85 | 1
OTN86 | 1
OTN88
OTN89
OTN90
OTN91
OTN93 | 1
OTN94
OTN95
OTN96
OTN97 | 1
PO01 | 1
PO02
PO03
PO04
PO05 | 1
PO06
PO06.s | 1
PO07
PO08
PO09
PO10
PO11
PO12 | 1
PO13 | 1
PO13.s | 1
PO14
PO15
PO16
PO17 | 1
PO18 | 1
PO18.s | 2
PO19 | 1
PO20 | 1
PO21 | 1
PO22
PO23
PO24
PO25
PO26 | 1
PO28 | 1
PO28.s | 4
PO29 | 1
PO29.s | 1
PO30 | 1
PO31 | 1
PO31.s | 1
PO32 | 1
PO33 | 1
PO34
PO35 | 1
PO36
PO36.s | 3
PO37 | 1
PO38
PO39 | 1
PO40 | 1
PO41
PO42 | 1
PO42.s | 3
PO43 | 1
PO44 | 1
PO45 | 1
PO46
PO47
PO48
PO48.s | 1
PO49 | 1
PO49.s | 1
PO50
PO51
PO52 | 1
PO53 | 1
PO54 | 1
PO55 | 1
PO56 | 1
PO56.s | 1
PO57 | 1
PO58 | 1
PO59 | 1
PO59.s | 1
PO60 | 1
PO60.s | 1
PO61 | 1
PO62 | 1
PO63 | 1
PO63.s | 1
PO64 | 1
PO65 | 1
PO66 | 1
PO67 | 1
PO68 | 1
PO69 | 1
PO70 | 1
PO71 | 1
PO71.s | 1
PO72 | 1
PO73 | 1
PO74 | 1
PO74.s | 2
Total Result | 215

## Quality
Use cases by Quality
Data | - all -
Analysis
Step# | I- CER Conformance Assessor | Count of UC1# |  | Almost half of the data has quality issues
C.As3 | 1 | 1
C.Su2 | (empty) | 1
C.Su3 | (empty) | 1
C.Su4 | (empty) | 1
DD.CA5 | (empty) | 1
FP.CA1 | (empty) | 1
FP.CA2 | (empty) | 1
FP.CA3 | (empty) | 1
FP.CA5 | (empty) | 1
FP.CA6 | (empty) | 1
FP.CA8 | (empty) | 1
FP.D2 | (empty) | 1
FP.D4 | (empty) | 1
FP.R1 | (empty) | 1
FP.R4 | (empty) | 1
FP.R5 | (empty) | 1
FP.R7 | (empty) | 1
FP.S1 | (empty) | 1
FP.S16 | (empty) | 1
FP.S17 | (empty) | 1
FP.S18 | (empty) | 1
FP.S2 | (empty) | 1
FP.S21 | (empty) | 1
FP.S6 | (empty) | 1
FP.SoD1 | (empty) | 1
FP.SoD2 | (empty) | 1
FP.SoD3 | (empty) | 1
FP.SoD4 | (empty) | 1
FP.SoD6 | (empty) | 1
FP.T2 | (empty) | 1
FP.T3 | (empty) | 1
FP.T5 | (empty) | 1
FP.T7 | (empty) | 1
I.10 | (empty) | 1
I.As1 | (empty) | 1
I.As2 | (empty) | 1
I.C1 | (empty) | 1
I.C10 | (empty) | 1
I.C11 | (empty) | 1
I.C12 | (empty) | 1
I.C2 | (empty) | 1
I.C3 | (empty) | 1
I.C5 | (empty) | 1
I.C6 | (empty) | 1
I.C8 | (empty) | 1
I.CA1 | (empty) | 1
I.CA2 | (empty) | 1
I.CA3 | (empty) | 1
I.CA5 | (empty) | 1
I.CE1 | (empty) | 1
I.CE2 | (empty) | 1
I.CE4 | (empty) | 1
I.Co1 | (empty) | 1
I.CR2 | (empty) | 1
I.D.i1 | (empty) | 1
I.D10 | (empty) | 1
I.D4 | (empty) | 1
I.D5 | (empty) | 1
I.D6 | (empty) | 1
I.D7 | (empty) | 1
I.D8 | (empty) | 1
I.D9 | (empty) | 1
I.E1 TC.EM1 | (empty) | 1
I.E2 | (empty) | 1
I.I1 | (empty) | 1
I.I14 | (empty) | 1
I.I15 | (empty) | 1
I.I2 | (empty) | 1
I.I3 | (empty) | 2
I.I4 | (empty) | 1
I.I5 | (empty) | 1
I.I7 | (empty) | 1
I.I8 | (empty) | 1
I.IP1 | (empty) | 1
I.Mo1 | (empty) | 1
I.Su1 | (empty) | 1
I.TR1 | (empty) | 1
I.TR5 | (empty) | 1
I.TR6 | (empty) | 1
MC.As10 | 1 | 1
MC.As17 | 1 | 1
MC.As18 | (empty) | 1
MC.As2 | (empty) | 1
MC.As20 | (empty) | 1
MC.As5 | (empty) | 1
MC.As6 | 1 | 1
MC.As7 | 1 | 1
MC.As8 | (empty) | 1
MC.As9 | 1 | 1
MC.CA1 | (empty) | 1
MC.E2 | 1 | 1
MC.E3 | (empty) | 1
MC.E4 | (empty) | 1
MC.E5 | (empty) | 1
MC.Mo1 | (empty) | 1
MC.Mo3 | (empty) | 1
MC.S1 | 1 | 1
OE.C2 | (empty) | 1
OE.C5 | (empty) | 1
OE.CA1 | (empty) | 1
OE.CA2 | (empty) | 1
OE.CA3 | (empty) | 1
OE.CA5 | (empty) | 1
OE.CA7 | (empty) | 1
OE.CA8 | (empty) | 1
OE.CA9 | (empty) | 1
OE.CC11 | (empty) | 1
OE.CC2 | (empty) | 1
OE.CC3 | (empty) | 1
OE.CC6 | (empty) | 1
OE.Co1 | (empty) | 1
OE.Co1 OE.Co2 OE.Co3 | (empty) | 1
OE.Co2 | (empty) | 1
OE.Co3 | (empty) | 1
OE.Co4 | (empty) | 1
OE.CR1 | (empty) | 1
OE.CR3 | (empty) | 1
OE.D4 | (empty) | 1
OE.S10 | (empty) | 1
OE.S12 | (empty) | 1
OE.S17 | (empty) | 1
OE.S20 | (empty) | 1
OE.S23 | (empty) | 1
OE.S5 | (empty) | 1
OE.S6 | (empty) | 1
OE.S8 | (empty) | 1
OE.S9 | (empty) | 1
OE.SoD1 | (empty) | 1
OE.SoD11 | (empty) | 1
OE.SoD2 | (empty) | 1
OE.SoD3 | (empty) | 1
OE.SoD7 | (empty) | 1
OE.SoD8 | (empty) | 1
OE.T6 | (empty) | 1
OE.T7 | (empty) | 1
P.CA1 | (empty) | 1
P.CA2 | (empty) | 1
P.CA3 | (empty) | 1
P.CA5 | (empty) | 1
P.CA8 | (empty) | 1
P.CC1 | (empty) | 1
P.CC2 | (empty) | 1
P.CR3 | (empty) | 1
P.CR4 | (empty) | 1
P.D15 | (empty) | 1
P.D16 | (empty) | 1
P.D17 | (empty) | 1
P.D18 | (empty) | 1
P.D19 | (empty) | 1
P.D2 | (empty) | 1
P.D20 | (empty) | 1
P.D21 | (empty) | 1
P.D3 | (empty) | 1
P.D4 | (empty) | 1
P.D8 | (empty) | 1
P.D9 | (empty) | 1
P.J1 | (empty) | 1
P.R2 | (empty) | 1
P.R4 | (empty) | 1
P.R5 | (empty) | 1
P.R6 | (empty) | 1
P.R7 | (empty) | 1
P.S10 | (empty) | 1
P.S12 | (empty) | 1
P.S13 | (empty) | 1
P.S14 | (empty) | 1
P.S15 | (empty) | 1
P.S16 | (empty) | 1
P.S17 | (empty) | 1
P.S18 | (empty) | 1
P.S19 | (empty) | 1
P.S2 | (empty) | 1
P.S21 | (empty) | 1
P.S22 | (empty) | 1
P.S3 | (empty) | 1
P.S5 | (empty) | 1
P.T13 | (empty) | 1
P.T14 | (empty) | 1
P.T15 | (empty) | 1
P.T16 | (empty) | 1
P.T17 | (empty) | 1
P.T18 | (empty) | 1
P.T2 | (empty) | 1
P.T20 | (empty) | 1
P.T21 | (empty) | 1
P.T7 | (empty) | 1
P.T9 | (empty) | 1
TC.As1 | (empty) | 1
TC.As3 | 1 | 1
TC.As4 | (empty) | 1
TC.As5 | 1 | 1
TC.CA1 | (empty) | 1
TC.CA2 | (empty) | 1
TC.CA3 | (empty) | 1
TC.CR.i1 | (empty) | 1
TC.CR.i2 | (empty) | 1
TC.CR1 | (empty) | 1
TC.CR10 | (empty) | 1
TC.CR3 | (empty) | 1
TC.CR5 | (empty) | 1
TC.CR6 | (empty) | 1
TC.CR7 | (empty) | 1
TC.CR8 | (empty) | 1
TC.CR9 | (empty) | 1
TC.EM2 | (empty) | 1
TC.I1 | (empty) | 1
TC.I2 | (empty) | 1
TC.Su1 | (empty) | 1
TC.Su2 | (empty) | 1
TC.Su3 | (empty) | 1
TC.Su4 | (empty) | 1
TC.Su5 | 1 | 1
TC.Su7 | (empty) | 1
TC.Su8 | (empty) | 1
(empty) | 1
(empty)
Total Result |  | 215
#REF!

## Info Categories
Information Group | Information Category | Description
Contracts | Agreement | Supports establishing and managing contractual and consent-based arrangements for CER integration. It includes developing default contract offers, negotiating and accepting connection agreements, and facilitating customer consent for opting in or out of CER services. This area also handles inquiries, changes to service agreements, and publishing requirements to ensure transparent and standardised connection processes for CER deployment
| Breach & Compensation | Addresses the enforcement of customer protection regulations and the management of non-compliance and DOE limit breach events related to CER operations. It involves administering customer protections, implementing corrective actions, and issuing breach notifications. Additionally, this area manages compensation claims, investigates breaches, and applies enforcement measures such as compensatory controls, connection agreement clause triggers (e.g. reversion to zero export limits for persistent breaches of comms/connectivity obligations) or loss of accreditation to maintain compliance and protect customers.
| CER Service Offers | Providing information and access to CER products, services, and incentives. It includes publishing product catalogues, offering details on incentives and subsidies, and enabling customers to find and compare CER offerings. This area ensures transparency by making relevant CER device, product, and service information publicly available to support informed decision-making by customers and stakeholders.
| Flex (Retail) | Covers forecasting and managing future Retail flexibility services using resources outside their CER portfolios. It includes generating forecasts for retail flexibility, publishing service needs, and releasing requests for tenders. This area supports the integration of flexible CER services into retail markets, enhancing grid responsiveness and customer participation.
| Flex Services | Defines and manages network support related flexibility service characteristics and contract terms. It includes publishing service needs and engaging off-market CER flexibility services to meet grid demands. This area ensures that flexibility services are well-defined and accessible, supporting dynamic grid operations.
| Locational Services | Relates to procuring and managing off-market (non-wholesale market) system services to address specific transmission and distribution grid needs. It includes publishing service needs, defining contract terms, and negotiating transactions for transmission and distribution network services. This ensures CER availability for off-market services, supporting localised grid stability and flexibility.
| Portfolio | Covers establishing and managing CER portfolios, including Voluntarily Scheduled Resources (VSRs) under Integrating Price Responsive resources (IPRR) reforms. It includes optimising portfolio capacities, developing bid and offer strategies, and confirming CER availability for off-market services. This maximises the value of CER contributions to grid services and market operations.
| Service Orders | Supports requests and processes for CER device installation and meter alteration works. It includes developing installation services and coordinating service orders to ensure efficient and compliant deployment of CER devices.
Forecasting | Conformance | Focuses on monitoring and assessing CER adherence to established technical and operational frameworks. It includes developing conformance frameworks, monitoring non-conformance incidents, and implementing corrective actions. This area also assesses the performance of CER devices against standards and ensures compliance with emergency commands and dispatch processes to maintain grid reliability.
| DOE | Focuses on managing and optimising CER operations within network constraints. It includes monitoring Dynamic Operating Envelopes (DOE) allocations, calculating transmission and distribution network capacities, and providing limits advice. This area generates DOE profiles, manages technical envelopes, and ensures CER operations align with network constraints to support grid stability and efficiency.
| Forecast | Relates to generating and publishing demand, market, and operational forecasts for CER integration. It includes ingesting historical data, weather data, and bids/offers to create load and generation forecasts for distribution, transmission, and retail operations. This area supports strategic planning and real-time decision-making for grid management.
| Market Outlook Report/Publication | Informs analysis and reporting on CER uptake, market trends, and grid planning. It includes generating medium- to long-term forecasts, developing market insights, and identifying high-growth areas for CER. This area supports strategic planning through integrated system plans and joint investment planning with network operators.
| Operational Assessment | Information to support evaluating and monitoring grid and network security, focusing on system and network constraints. It includes conducting under-frequency studies, advising on curtailment quantities, and developing monitoring frameworks for distribution networks. This area ensures proactive management of system security risks and grid operations.
Master Data | CER Master Data | Information sharing required for managing and maintaining the metadata and asset data for CER devices. This includes establishing system goals and maintaining up-to-date registries for CER assets. Functions involve installing, validating, updating, and de-registering CER devices, as well as providing notifications for successful installations and ensuring accurate CER metadata for operational and compliance purposes.
| Commissioning | Covers the processes for installing, testing, and activating CER devices to ensure operational readiness. It includes establishing communication channels, conducting onsite performance testing, and confirming compliance with technical standards. Notifications are sent to installers and customers to verify successful installation and operational status, enabling CER devices to integrate seamlessly into the grid.
| Compliance | Ensures that CER devices and installations adhere to technical and regulatory standards. It involves authorising product certifications, defining technical standards, and conducting mandatory training for installers. Ongoing monitoring, testing, and reporting of CER conformance, along with providing guidance materials and accreditation processes, ensure that CER installations meet safety, performance, and regulatory requirements.
| Disconnection & Disposal | Supports the processes for safely disconnecting and disposing of CER devices. It includes initiating disconnection requests and ensuring proper disposal procedures are followed to comply with regulatory and environmental requirements, minimising risks to the grid and customers during decommissioning.
Measurements | Historic Telemetry | Historical (non-real-time), traditional operational metering telemetry and weather data to inform forecasting and operational models. It includes ingesting historical load and generation data into power system models and creating transmission operational forecasts to enhance grid planning and reliability. It is distinct from CER or aggregated CER telemetry.
| Telemetry (Device) | Information to enable monitoring of CER device performance data. It includes confirming data visibility and capture, ensuring accurate telemetry for individual devices to support operational monitoring and compliance with limits (DOEs).
| Telemetry (Portfolio) | Provides aggregated performance telemetry for CER portfolios. It supports grid operators by delivering comprehensive data on portfolio performance, enabling effective management and optimisation of CER contributions.
Operations | Customer Comms | Facilitates communication with customers regarding CER operations and maintenance. It includes sending notifications about energy flow adjustments, tracking usage, and issuing alerts for dynamic pricing or maintenance needs. This area ensures customers are informed about their CER’s performance and any operational changes, enhancing engagement and transparency.
| Cyber Coordination | Addresses cybersecurity for CER integration, focusing on threat detection, incident response, and risk containment. It involves assigning security identities, isolating affected CER devices, and communicating threat intelligence. This area also develops monitoring capabilities, generates cyber risk reports, and activates incident response plans to safeguard CER operations from cyber threats.
| Market Notice | Handles the issuance and management of market-related notifications, such as emergency notices, system black notices, and market suspension notices. It ensures that CER customers and stakeholders are informed of critical market events and prepared to respond, maintaining grid reliability during emergencies.
| Operational Intervention | Information exchanges supporting emergency and restorative actions to maintain grid stability. It includes developing restoration strategies, approving emergency protocols, and directing energy flow adjustments during critical events. This area ensures rapid response to system emergencies, including backstop processes and system restarts.
| Tx/Dx Interface | Information relating to the integration and coordination between transmission and distribution networks. It includes developing infrastructure plans, defining interface standards, and calculating interface capacities. This area ensures seamless interaction between transmission and distribution systems for CER integration.
Power system Models | Outage Plan | Sharing of outage plans for distribution and transmission networks. It includes developing and sending outage plans, assessing their impact on grid flows, and ensuring coordination between network operators to minimise disruptions and maintain system security.
| PS Models | Sharing of possible/proposed future transmission and distribution network scenarios. It includes formulating transmission constraints, providing medium- and long-term forecasts, and supporting grid planning for a high-DER future. This area ensures robust modelling for future grid reliability and efficiency.
Reports | Regulatory Instrument | Data sharing of regulatory decisions, documents and capabilities including network tariff schedules, workforce assessments and, consumer protections and investment submissions
Transactions | Activation | Information exchanges supporting processes and functions for engaging, triggering, and managing CER services to support grid operations. It includes issuing dispatch instructions, triggering network services (both transmission and distribution), and handling emergency and backstop commands to ensure system reliability. Key activities involve engaging off-market system services, retail flexibility services, and measuring Voluntarily Scheduled Resource (VSR) portfolios.
| Financial | Handles the financial aspects of CER integration, including setting and tracking incentives, managing settlements, and processing payments. It involves developing investment plans, running prudential processes, and settling payments for network services and off-market flexibility services. This area ensures financial transparency and supports economic incentives for CER adoption and operation.
| Market | Relates to CER participation in wholesale energy and ancillary markets, including maintaining prudentials within bids and offers. It focuses on optimising CER contributions to market operations, ensuring compliance with market rules, and supporting portfolio management to maximise service delivery value.

## Controls
Gap Category
Capability exists
Augmentation required
New capability required
Not Identified

## DPCache_Data Categorisation (hidden)
Lifecycle | Activity Diagram | Major Outcome | Information Object | Information Category | Information Group | UC1# | UC2# | Step# | Step/Use Case Name | I - Authorised Data Recipient | I- CER Conformance Assessor | I- CER Conformance Monitor | I- CER Customer | I- CER Cyber Coordinator | I- CER Data Exchange Coordinator | I- CER Device | I- CER Dispute Mediator | I- CER Enforcement Manager | I- CER Independent Expert | I- CER Installer / Remover | I- CER Regulator | I- Claim Manager | I- Communication Manager | I- Consumer (Electricity) | I- Customer Agent | I- Distribution Network Owner | I- Energy Supplier | I- Information Provider | I- Jurisdiction System Security Coordinator | I- Market Operator(Dx) | I- Market Operator(Tx) | I- Policy Maker | I- Public Key infrastructure (PKI) provider | I- Rule Maker | I- Supplier | I- System Operator(Dx) | I- System Operator (Tx) | I- Transmission Network Owner (TNO) | R - Authorised Data Recipient | R- CER Conformance Assessor | R- CER Conformance Monitor | R- CER Customer | R- CER Cyber Coordinator | R- CER Data Exchange Coordinator | R- CER Device | R- CER Dispute Mediator | R- CER Enforcement Manager | R- CER Independent Expert | R- CER Installer / Remover | R- CER Regulator | R- Claim Manager | R- Communication Manager | R- Consumer (Electricity) | R- Customer Agent | R- Distribution Network Owner | R- Energy Supplier | R- Information Provider | R- Jurisdiction System Security Coordinator | R- Market Operator(Dx) | R- Market Operator(Tx) | R- Policy Maker | R- Public Key infrastructure (PKI) provider | R- Rule Maker | R- Supplier | R- System Operator(Dx) | R- System Operator (Tx) | R- Transmission Network Owner (TNO) | System to System | System to Person | Person to Person | Person to System | Frequency Minutes | Frequency Hours | Frequency Days | Frequency Months | Frequency Years | Frequency On Demand | Latency Minutes | Latency Hours | Latency Days | Latency Months | Latency Years | Latency Not Applicable | Public | Restricted | Critical | DQ Issues | No DQ Issues | Comments (existing issues) | x | Initial gap analysis | Rationale for Gap
Connect | IMIC | Visibility & Predictability | Implementation Stories | CUSTOMER COMMS | OPERATIONS | CI01 |  | I.CE1 | Access to CER implementation stories | [18 empty] | 1 | [13 empty] | 1 | [10 empty] | 1 | [15 empty] | 1 | 1 | [6 empty] | 1 | [5 empty] | 1 | 1 |  |  |  | 1 |  |  | Capability exists
Connect | IMIC | Visibility & Predictability | Incentives | CER SERVICE OFFERS | CONTRACTS | CI02 |  | I.CE2 | Access to Incentive and subsidies information | [15 empty] | 1 |  |  | 1 | [13 empty] | 1 | [10 empty] | 1 | [15 empty] | 1 | 1 | [6 empty] | 1 | [5 empty] | 1 | 1 |  |  |  | 1 |  |  | Capability exists
Connect | IMIC | Visibility & Predictability | CER Offerings | CER SERVICE OFFERS | CONTRACTS | CI03 |  | I.CE4 | Find & compare CER offerings | [15 empty] | 1 |  |  | 1 | [13 empty] | 1 | [7 empty] | 1 |  |  | 1 | [15 empty] | 1 | 1 | [6 empty] | 1 | [5 empty] | 1 | 1 |  |  |  | 1 |  |  | Capability exists
Connect |  | Visibility & Predictability | Sales information | CER SERVICE OFFERS | CONTRACTS | CI04 |  |  | Procure & Get CER installed or upgraded |  |  |  | 1 |  |  | 1 | [7 empty] | 1 | [24 empty] | 1 |  |  |  |  | 1 | [9 empty] | 1 | [5 empty] | 1 | 1 | [5 empty] | 1 | [5 empty] | 1 |  | 1 |  |  | 1 |  |  | Capability exists
Connect | IMIC | Visibility & Predictability | CER Purchase Order | CER SERVICE OFFERS | CONTRACTS | CI04.s |  | I.C5 | Purchase CER device | [10 empty] | 1 |  |  |  |  | 1 | [9 empty] | 1 | [6 empty] | 1 | [10 empty] | 1 | [15 empty] | 1 | [7 empty] | 1 | [5 empty] | 1 | 1 |  |  |  | 1 |  |  | Capability exists
Connect | IMIC | Visibility & Predictability | CER Purchase Receipt | CER SERVICE OFFERS | CONTRACTS | CI04.s |  | I.I3 | Process purchase | [10 empty] | 1 |  |  |  |  | 1 | [9 empty] | 1 | [6 empty] | 1 | [10 empty] | 1 | [15 empty] | 1 | [7 empty] | 1 | [5 empty] | 1 | 1 |  |  |  | 1 |  |  | Capability exists
Connect | IMIC | Visibility & Predictability | CER Replacement Order | CER MASTER DATA | CER MASTER DATA | CI04.s |  | I.C2 | Verify CER device to be replaced or altered | [10 empty] | 1 | [21 empty] | 1 | [26 empty] | 1 | 1 | [6 empty] | 1 | [5 empty] | 1 | 1 |  |  | 1 |  | Existing warranty arrangements invoke replacement process & data requirement |  | Capability exists
Connect | IMIC | Visibility & Predictability | Opt In/Out | AGREEMENT | CONTRACTS | CI05 |  | I.C12 | Provide consent (opt in/opt out) |  |  |  | 1 | [35 empty] | 1 |  |  |  |  | 1 | 1 | [8 empty] | 1 | [5 empty] | 1 | 1 | [5 empty] | 1 | [5 empty] | 1 |  | 1 |  |  | 1 |  |  | Augmentation required | Lack of visibility to the ‘Opt-in’ process. Poor online application user experience​. ​Lack of consumer protection mechanisms​. Poor security of customer data​.
Connect | IMIC | Visibility & Predictability | Change Request | AGREEMENT | CONTRACTS | CI06 |  | I.C3 | Switch CER services and deals |  |  |  | 1 | [40 empty] | 1 | [15 empty] | 1 | 1 | [5 empty] | 1 | [5 empty] | 1 |  | 1 |  | 1 |  |  |  | Augmentation required | No market capability to facilitate Customer Agent switching (as role does not exist) No Customer Agent / Aggregator of last resort if an entity goes bust
Connect | IMIC | Visibility & Predictability | Consent | AGREEMENT | CONTRACTS | CI07 |  | I.C6 | Facilitate control of their CER |  |  |  | 1 | [31 empty] | 1 | [8 empty] | 1 | [13 empty] | 1 |  | 1 | [6 empty] | 1 | [5 empty] | 1 |  |  | 1 |  | 1 |  |  | Capability exists
Connect | IMIC | Visibility & Predictability | Customer registration data | TELEMETRY (DEVICE) | MEASUREMENTS | CI08 |  | I.C10 | Track own CER performance |  |  |  | 1 | [40 empty] | 1 | [16 empty] | 1 |  |  | 1 |  |  | 1 | [5 empty] | 1 |  | 1 |  | 1 |  | Performance monitoring capability is non-existent at present |  | Capability exists
Connect |  | Visibility & Predictability | Complaint | CUSTOMER COMMS | OPERATIONS | CI09 |  |  | Lodge complaints |  |  |  | 1 | [35 empty] | 1 |  |  |  |  | 1 | 1 | [8 empty] | 1 | [5 empty] | 1 | 1 | [5 empty] | 1 | [5 empty] | 1 |  | 1 |  |  | 1 |  |  | Capability exists
Connect | IMIC | Orchestration | Disconnection request | DISCONNECTION & DISPOSAL | CER MASTER DATA | CI10 |  | I.C1 | Initiate Disconnection and Disposing of CER |  |  |  | 1 | [33 empty] | 1 |  | 1 |  |  |  |  | 1 | [15 empty] | 1 | 1 | [5 empty] | 1 | [5 empty] | 1 |  | 1 |  |  | 1 |  |  | Augmentation required | Lack of standardised process or portal to streamline/manage coordination between CER Installer, DNSP and Customer Agent regarding decommissioning of CER
Connect |  | Visibility & Predictability | Connection agreement | AGREEMENT | CONTRACTS | CI11 |  |  | Negotiate/Accept connection agreements |  |  |  | 1 | [41 empty] | 1 | [14 empty] | 1 | 1 | [5 empty] | 1 | [5 empty] | 1 |  | 1 |  |  | 1 |  |  | Capability exists
Connect | IMIC | Security | Connection portal | COMMISSIONING | CER MASTER DATA | CI12 |  | I.D4 | Establish communication pathway for emergency CER curtailment & DOEs | [16 empty] | 1 | [18 empty] | 1 | [6 empty] | 1 | [15 empty] | 1 | 1 | [7 empty] | 1 | [5 empty] | 1 |  |  | 1 | 1 |  |  |  | Augmentation required | Lack of provisions to ensure that installer configures the CER in accordance to the conditional approval. There is no mandatory compliance test. Lack of standardised process or portal to streamline/manage coordination between CER Installer, DNSP and Customer Agent. Lack of Cyber Informed Engineering in design such as alternative independent mechanisms of CER fleet monitoring that do not share a common mode of failure with the primary pathways.
Connect | IMIC | Security | Notification | COMMISSIONING | CER MASTER DATA | CI12.s |  | I.D5 | Notify installer that communication links have been established | [16 empty] | 1 | [22 empty] | 1 | [18 empty] | 1 |  |  |  | 1 | [5 empty] | 1 | [6 empty] | 1 |  | 1 |  |  |  | Augmentation required | Only SAPN has commissioning process while Installer at site
Connect |  | Visibility & Predictability | Connection portal | COMMISSIONING | CER MASTER DATA | CI13 |  |  | Provide and maintain connection portal | [16 empty] | 1 | [22 empty] | 1 | [14 empty] | 1 |  |  |  | 1 |  |  | 1 | [5 empty] | 1 | [5 empty] | 1 |  | 1 |  |  | 1 |  |  | Augmentation required | Lack of ensurance that CER is compliant when connected to the network. CER compliant device list unavailable or difficult to access​. Poor online application user experience​. Lack of standardised process or portal to streamline/manage coordination between CER Installer, DNSP and Customer Agent, particularly across DNSP regions
Connect |  | Visibility & Predictability | Connection agreement | AGREEMENT | CONTRACTS | CI14 |  |  | Develop Connections Agreements | [16 empty] | 1 | [23 empty] | 1 | [17 empty] | 1 |  | 1 | 1 | [5 empty] | 1 | [5 empty] | 1 | 1 |  |  |  | 1 |  |  | Augmentation required | Dynamic connection agreements not yet available across the NEM and WEM
Connect |  | Visibility & Predictability | Network Product catalogue | REGULATORY INSTRUMENT | REPORTS | CI15 |  |  | Establish and manage network tariff pricing options | [16 empty] | 1 | [22 empty] | 1 | [21 empty] | 1 | [5 empty] | 1 | [5 empty] | 1 | 1 |  |  |  | 1 |  |  | Augmentation required | Lack of standardised way to communicate dynamic network prices Lack of standardised/industry portal to obtain all current network tariff information - currently very inefficient for retailers / service providers to maintain accurate records
Connect | IMIC | Visibility & Predictability | Connection agreement | AGREEMENT | CONTRACTS | CI16 |  | I.D10 | Offer / Negotiate connection agreements | [16 empty] | 1 | [15 empty] | 1 | [27 empty] | 1 | [6 empty] | 1 | [5 empty] | 1 |  |  | 1 | 1 |  |  |  | Augmentation required | - Connections process for CER and transparency varies among networks making it more difficult for installers and customers to navigate and regulators to regulate. - Customer protections for CER/flexibility products do not yet exist
Connect | IMIC | Visibility & Predictability | CER connection application | AGREEMENT | CONTRACTS | CI17 |  | I.D.i1 | Estabilish & manage DER network performance requirements | [16 empty] | 1 | [22 empty] | 1 | [18 empty] | 1 | [5 empty] | 1 | [8 empty] | 1 |  |  | 1 | 1 |  |  |  | Augmentation required | Lack of standardisation in network performance requirements across the NEM
Connect | IMIC | Visibility & Predictability | Configuration guide | COMPLIANCE | CER MASTER DATA | CI17.s |  | I.10 | Configure installation and CER to requirements (including emergency backstops) | [16 empty] | 1 | [22 empty] | 1 | [18 empty] | 1 |  |  |  | 1 | [5 empty] | 1 | [7 empty] | 1 |  | 1 |  |  | Capability exists
Connect | IMIC | Visibility & Predictability | Network performance requirements | COMMISSIONING | CER MASTER DATA | CI17.s |  | I.I8 | Run onsite initial performance testing (including communications link) | [16 empty] | 1 | [22 empty] | 1 | [18 empty] | 1 | [5 empty] | 1 |  |  |  | 1 | [6 empty] | 1 |  | 1 |  | Only SAPN has commissioning process while Installer at site |  | Augmentation required | Only SAPN has commissioning process while Installer at site
Connect |  | Visibility & Predictability | Connection Application | COMMISSIONING | CER MASTER DATA | CI18 |  |  | Apply for permission to connect to distribution network | [10 empty] | 1 | [34 empty] | 1 | [15 empty] | 1 | [5 empty] | 1 | [5 empty] | 1 |  | 1 |  |  | 1 |  |  | Augmentation required | Visibility constraints with the manual assessment pathway. CER compliant device list unavailable or difficult to access​. Lack of standardised process or portal to streamline/manage coordination between CER Installer, DNSP and Customer Agent.
Connect | IMIC | Visibility & Predictability | CER order | CER SERVICE OFFERS | CONTRACTS | CI19 |  | I.I4 | Obtain CER device for installation | [15 empty] | 1 | [38 empty] | 1 |  |  |  | 1 |  |  | 1 | [5 empty] | 1 | [5 empty] | 1 |  | 1 |  |  | 1 |  |  | Capability exists
Connect | IMIC | Visibility & Predictability | CER Delivery notice | CER SERVICE OFFERS | CONTRACTS | CI19.s |  | I.I5 | Receive CER device from Supplier | [10 empty] | 1 | [34 empty] | 1 | [13 empty] | 1 |  |  |  |  | 1 | [5 empty] | 1 |  |  |  | 1 |  |  |  | 1 |  |  | Capability exists
Connect |  | Visibility & Predictability | Notification | CER MASTER DATA | CER MASTER DATA | CI20 |  |  | Install, Modify or remove CER | [10 empty] | 1 | [14 empty] | 1 | [6 empty] | 1 | [9 empty] | 1 | 1 | 1 | 1 | [15 empty] | 1 | [5 empty] | 1 | [5 empty] | 1 |  | 1 |  | 1 |  | Modifications to CER not necessarily recorded in DERR or known to DNSP |  | Capability exists
Connect | IMIC | Visibility & Predictability | Notification | COMMISSIONING | CER MASTER DATA | CI20.s |  | I.I7 | Receive notification that communication links have been established |  |  |  | 1 | [35 empty] | 1 |  |  |  |  | 1 | 1 | [12 empty] | 1 |  |  |  | 1 | [5 empty] | 1 | [7 empty] | 1 | 1 |  | Only SAPN has commissioning process while Installer at site |  | Augmentation required | Only SAPN has commissioning process while Installer at site
Connect | IMIC | Visibility & Predictability | Shipping Notice | CER SERVICE OFFERS | CONTRACTS | CI20.s |  | C.Su4 | Ship CER device to CER installer |  |  |  | 1 | [35 empty] | 1 |  |  |  |  | 1 | 1 | [13 empty] | 1 |  |  |  | 1 | [5 empty] | 1 | [5 empty] | 1 |  |  | 1 |  |  | Capability exists
Connect | IMIC | Visibility & Predictability | CER order | CER SERVICE OFFERS | CONTRACTS | CI20.s |  | C.Su3 | Receive order from CER installer | [25 empty] | 1 | [13 empty] | 1 |  |  |  |  | 1 | 1 | [13 empty] | 1 |  |  |  | 1 | [5 empty] | 1 | [5 empty] | 1 |  |  | 1 |  |  | Capability exists
Connect |  | Visibility & Predictability | CER metadata | CER MASTER DATA | CER MASTER DATA | CI21 |  |  | Update CER Asset Data registry | [10 empty] | 1 | [5 empty] | 1 | [17 empty] | 1 | [5 empty] | 1 |  | 1 |  | 1 | 1 | [10 empty] | 1 |  | 1 |  |  | 1 |  |  | 1 | [5 empty] | 1 |  |  |  |  | 1 |  | 1 |  | Rules require DNSPs to uptade the DERR every 21 days. This is too infrequent and is a barrier to market participation and visibilty. Possibly critical as accurate and timely standing data underpins all CER UCs and value |  | Augmentation required | Issues in accuracy of CER data. Lack of enforcement/validation for installers to update the register accurately and in a timely matter. Lack of clear practices for application, commissioning and installation data management​. Registry provides only lag indicators, once devices are installed, lead indicators (serial number when brought to country) could help pre-populate registry and remove some burden on installers by populating job forms Registry does not indicate whether CER at a site has a dynamic connection agreement (e.g. DOE), the default limits or maximum limits
Connect | IMIC | Visibility & Predictability | CER metadata | CER MASTER DATA | CER MASTER DATA | CI21.s |  | I.D6 | Validate and update CER Asset Data registry(s) | [15 empty] | 1 | 1 | [17 empty] | 1 |  |  |  |  | 1 | 1 |  | 1 |  | 1 | 1 | [10 empty] | 1 |  | 1 | [5 empty] | 1 |  |  |  | 1 | [6 empty] | 1 |  | 1 |  | Significant issues relating to accuracy of CER standing data in DERR suggests inconsistent recording of CER asset data by installers. |  | Augmentation required | Significant issues relating to accuracy of CER standing data in DERR suggests inconsistent recording of CER asset data by installers.
Connect | IMIC | Visibility & Predictability | Compliance approval | COMMISSIONING | CER MASTER DATA | CI21.s |  | I.D7 | Confirm compliance and send approval to operate | [15 empty] | 1 | 1 | [22 empty] | 1 | [18 empty] | 1 |  |  |  | 1 | [5 empty] | 1 | [6 empty] | 1 |  | 1 |  | Compliance with standard not checked at installation |  | Augmentation required | Compliance with standard not checked at installation
Connect | CTS | Visibility & Predictability | CER standard | COMPLIANCE | CER MASTER DATA | CI22 |  | TC.Su2 | Manufacture CER | [25 empty] | 1 | [13 empty] | 1 | [18 empty] | 1 | 1 | [7 empty] | 1 | [5 empty] | 1 |  | 1 |  |  | 1 |  |  | Capability exists
Connect | CTS | Visibility & Predictability | CER standard | COMPLIANCE | CER MASTER DATA | CI22.s |  | TC.Su5 | CER product re-manufactured to technical and compliance standards |  | 1 | [52 empty] | 1 | [6 empty] | 1 |  |  |  | 1 | [5 empty] | 1 |  |  | 1 |  |  |  | 1 |  |  | Capability exists
Connect | IMIC | Visibility & Predictability | Product catalogue | CER SERVICE OFFERS | CONTRACTS | CI22.s |  | C.Su2 | Provide CER device information | [25 empty] | 1 | [13 empty] | 1 | [18 empty] | 1 |  |  |  | 1 | [5 empty] | 1 | [6 empty] | 1 |  |  | 1 |  |  | Capability exists
Connect |  | Visibility & Predictability | Certification notice | COMPLIANCE | CER MASTER DATA | CI23 |  |  | Certify, Test & Register CER for sale | [25 empty] | 1 |  |  |  |  | 1 | [9 empty] | 1 | [17 empty] | 1 |  |  | 1 | [5 empty] | 1 | [5 empty] | 1 | 1 |  |  | 1 |  | Issues in Data completeness |  | Augmentation required | Lack of oversight on technical standards and operation of CER devices​. Energy legislation fails to cover CER compliance​.
Connect | CTS | Visibility & Predictability | Certification application | COMPLIANCE | CER MASTER DATA | CI23.s |  | TC.Su4 | Submit CER device for certification testing | [25 empty] | 1 |  |  |  |  | 1 | [27 empty] | 1 |  |  |  |  | 1 | [5 empty] | 1 |  |  |  |  | 1 |  |  | 1 |  | Testing regime (authorised labs) has gaps, enables self-testing that can't be verified |  | Augmentation required | Self-testing arrangements enable loophole in satisfactory test arrangements
Connect | CTS | Visibility & Predictability | CER metadata | COMPLIANCE | CER MASTER DATA | CI23.s |  | TC.As4 | Receive CER/site data |  |  | 1 | [22 empty] | 1 |  |  |  |  | 1 | [27 empty] | 1 |  |  |  | 1 | [5 empty] | 1 | [7 empty] | 1 | 1 |  | Data quality of CER master data questionable with some DNSPs / jurisdictions |  | Augmentation required | Significant issues relating to accuracy of CER standing data in DERR
Connect | CTS | Visibility & Predictability | Notification | CONFORMANCE | FORECASTING | CI23.s |  | TC.As3 | Provide notification of product conformance |  | 1 | [38 empty] | 1 | [17 empty] | 1 |  |  |  |  | 1 | [5 empty] | 1 |  |  |  |  | 1 |  |  | 1 |  | Conformance frameworks for CER not defined |  | New capability required | Conformance frameworks to be established and implemented
Connect | CTS | Visibility & Predictability | Conformance test | CONFORMANCE | FORECASTING | CI23.s |  | TC.As1 | Assess conformance of the CER product with technical standards | [25 empty] | 1 |  |  |  |  | 1 | [27 empty] | 1 |  |  |  |  | 1 | [5 empty] | 1 |  |  |  |  | 1 |  |  | 1 |  | Conformance frameworks for CER not defined |  | New capability required | Conformance frameworks to be established and implemented
Connect |  | Visibility & Predictability | CER metadata | CER MASTER DATA | CER MASTER DATA | CI24 |  |  | Update CER registration details | [25 empty] | 1 | [14 empty] | 1 | [17 empty] | 1 |  |  | 1 | [5 empty] | 1 | [5 empty] | 1 | 1 |  |  | 1 |  | Data quality of CER master data questionable with some DNSPs / jurisdictions |  | Augmentation required | Issues in accuracy of CER data. Lack of provisions to address legacy devices that become non-compliant. Doesn't cover all material CER devices Lots of manual processes in how data is collected
Connect | CTS | Visibility & Predictability | Re-instalment notice | CER SERVICE OFFERS | CONTRACTS | CI24.s |  | TC.Su8 | Send notification of need for re-installment | [25 empty] | 1 | [13 empty] | 1 | [18 empty] | 1 |  |  |  |  | 1 | [5 empty] | 1 | [5 empty] | 1 |  | 1 |  | Existing warranty arrangements invoke replacement process & data requirement. Re-instalment order can come from EnergySafety |  | Capability exists
Connect | CTS | Visibility & Predictability | Software update | CER MASTER DATA | CER MASTER DATA | CI24.s |  | TC.Su7 | Complete remote update and send notification | [25 empty] | 1 | [18 empty] | 1 | [13 empty] | 1 |  |  |  | 1 | [5 empty] | 1 | [6 empty] | 1 |  | 1 |  | OEM firmware updates not registered in DERR |  | Augmentation required | Software updates that change CER settings or capabilities not registered with DERR
Connect | CTS | Visibility & Predictability | Device registration | COMPLIANCE | CER MASTER DATA | CI24.s |  | TC.Su3 | Change existing CER device | [25 empty] | 1 | [28 empty] | 1 |  |  |  | 1 |  |  |  | 1 | 1 |  |  |  |  | 1 | 1 |  |  |  |  | 1 |  |  | 1 |  | Device change not captured |  | Augmentation required | Software updates that change CER settings or capabilities not registered with DERR
Connect | CTS | Visibility & Predictability | CER metadata | COMPLIANCE | CER MASTER DATA | CI24.s |  | TC.CR8 | Add/update CER product on compliant products list | [25 empty] | 1 | [14 empty] | 1 | [17 empty] | 1 |  |  |  | 1 | [5 empty] | 1 | [7 empty] | 1 |  | 1 |  |  | Capability exists
Connect | IMIC | Visibility & Predictability | Consumer Protections | COMPLIANCE | CER MASTER DATA | CI25 |  | I.Su1 | Manage CER warranties & protections | [25 empty] | 1 | [14 empty] | 1 | [17 empty] | 1 |  |  | 1 | [5 empty] | 1 | [5 empty] | 1 | 1 |  |  | 1 |  |  |  | Capability exists
Connect | IMIC | Security | Signal | COMMISSIONING | CER MASTER DATA | CI26 |  | I.Co1 | Establish communication channel | [13 empty] | 1 | [18 empty] | 1 |  |  | 1 | [22 empty] | 1 | [8 empty] | 1 | [5 empty] | 1 |  | 1 |  |  | 1 |  |  | Augmentation required | Lack of provisions to ensure that installer configures the CER in accordance to the conditional approval. There is no mandatory compliance test. Lack of standardised process or portal to streamline/manage coordination between CER Installer, DNSP and Customer Agent. Control heirarchy and alternate pathways for monitoring and control that do not share a common mode of failure with the primary pathway are not part of installation requirements
Connect | IMIC | Security | Notification | COMMISSIONING | CER MASTER DATA | CI26.s |  | I.CA3 | Notify installer that communication links have been established | [15 empty] | 1 | [23 empty] | 1 | [18 empty] | 1 | [5 empty] | 1 |  |  |  | 1 | [6 empty] | 1 |  | 1 |  | Only SAPN has commissioning process while Installer at site |  | Augmentation required | Only SAPN has commissioning process while Installer at site
Connect | IMIC | Visibility & Predictability | Monitoring data | CONFORMANCE | FORECASTING | CI27 |  | I.Mo1 | Install and access monitoring equipment |  |  | 1 | [36 empty] | 1 | [5 empty] | 1 | [12 empty] | 1 |  | 1 | [6 empty] | 1 | [5 empty] | 1 |  |  | 1 | 1 |  |  |  | Augmentation required | CER conformance monitor role not allocated to an actor for each use case Data needs for CER confromance role not yet defined Control heirarchy and alternate pathways for monitoring and control that do not share a common mode of failure with the primary pathway are not part of installation requirements
Connect | IMIC | Security | Monitoring data | COMPLIANCE | CER MASTER DATA | CI28 |  | I.E2 | Install and access equipment for corrective measure | [8 empty] | 1 | [30 empty] | 1 | [5 empty] | 1 | [12 empty] | 1 | [8 empty] | 1 | [5 empty] | 1 |  |  | 1 | 1 |  |  |  | Augmentation required | CER Conformance monitoring framework, including Enforcement manager not defined and allocated to an actor for different use cases Need to define equipment and data needs for corrective measure Control hierarchy and alternate pathways for monitoring and control that do not share a common mode of failure with the primary pathway are not part of installation requirements
Connect | IMIC | Visibility & Predictability | Monitoring data | CONFORMANCE | FORECASTING | CI29 |  | C.As3 | Provide conformity assessment data feed |  | 1 | [38 empty] | 1 |  |  |  |  | 1 | [12 empty] | 1 | [8 empty] | 1 | [5 empty] | 1 |  |  | 1 | 1 |  |  |  | Augmentation required | - CER Conformance Montoring Framework does not exist - Detection and top-down response times (latency cascade) too slow for mass CER compromise - Issues in accuracy of CER data
Connect | IMIC | Visibility & Predictability | Signal | TELEMETRY (DEVICE) | MEASUREMENTS | CI29.s |  | I.As2 | Confirm CER data visibility/capture | [10 empty] | 1 | [43 empty] | 1 |  |  |  | 1 | [5 empty] | 1 |  |  |  | 1 | [7 empty] | 1 | 1 |  | Conformance frameworks for CER not defined |  | New capability required | Conformance frameworks for CER not defined
Connect | IMIC | Security | Compliance Data | COMPLIANCE | CER MASTER DATA | CI30 |  | I.As1 | Verify CER installation compliance | [16 empty] | 1 | [13 empty] | 1 | [27 empty] | 1 |  |  | 1 | [5 empty] | 1 | [5 empty] | 1 |  |  | 1 | 1 |  |  |  | Augmentation required | Lack of CER Conformance monitoring framework and standardised process to review CER intstallation compliance and share data with relevant monitor, assessor, enforcer
Connect | IMIC | Visibility & Predictability | Products & Services | CER SERVICE OFFERS | CONTRACTS | CI31 |  | I.CA1 | Develop CER products and services | [15 empty] | 1 | [16 empty] | 1 |  |  | 1 |  |  |  | 1 |  |  |  | 1 | [14 empty] | 1 | 1 | [7 empty] | 1 | [5 empty] | 1 | 1 |  |  | 1 |  |  |  | Augmentation required | Products and services will need to comply with customer protections.
Connect | IMIC | Visibility & Predictability | Product catalogue | CER SERVICE OFFERS | CONTRACTS | CI31.s |  | I.CA2 | Provide CER service information | [15 empty] | 1 | [23 empty] | 1 | [19 empty] | 1 | 1 | [6 empty] | 1 |  |  | 1 | 1 |  |  |  | 1 |  |  | 1 |  |  | Capability exists
Connect |  | Security | Customer Protections | COMPLIANCE | CER MASTER DATA | CI32 |  |  | Manage CER customer protections and requirements | [15 empty] | 1 | [20 empty] | 1 | 1 |  |  | 1 | [19 empty] | 1 | [6 empty] | 1 | [5 empty] | 1 |  | 1 |  | 1 |  |  |  | Augmentation required | Poor security of customer data​. Lack of consumer protection mechanisms​. Inadequate training for key CER service delivery stakeholders​. Undefined or unclear roles and responsibilities outlined in governance mechanisms​. Customer protections for CER and flexibility services do not exist
Connect |  | Visibility & Predictability | Disconnection process | CER MASTER DATA | CER MASTER DATA | CI33 |  | DD.CA5 | Run de-registration / disconnection process | [15 empty] | 1 | [23 empty] | 1 | [18 empty] | 1 | [8 empty] | 1 | [5 empty] | 1 |  | 1 |  | 1 |  |  |  | Augmentation required | Disconnection of CER assets are not accurately captured. Lack of process to oversee compliance with disconnection processes.
Connect | IMIC | Visibility & Predictability | Installation Verification report | COMPLIANCE | CER MASTER DATA | CI34 |  | I.CR2 | Sample and verify CER installation compliance | [16 empty] | 1 | [23 empty] | 1 | [17 empty] | 1 | 1 | [7 empty] | 1 | [5 empty] | 1 |  | 1 |  | 1 |  |  |  | Augmentation required | Lack of provisions to ensure that installer configures the CER in accordance to the conditional approval. Lack of failsafe settings if CER is non-compliant. Lack of clear practices for application, commissioning and installation data management​ Lack of compliance testing and enforcement program
Connect | IMIC | Visibility & Predictability | CER metadata | CER MASTER DATA | CER MASTER DATA | CI34.s |  | I.I3 | Provide CER asset data | [15 empty] | 1 | 1 | [22 empty] | 1 | [18 empty] | 1 |  |  |  | 1 | [5 empty] | 1 | [7 empty] | 1 | 1 |  | DERR data quality is questionable |  | Augmentation required | DERR data quality is questionable
Connect | IMIC | Visibility & Predictability | Operation approval notice | COMMISSIONING | CER MASTER DATA | CI34.s |  | I.I14 | Receive approval to operate | [16 empty] | 1 | [22 empty] | 1 | [18 empty] | 1 |  |  |  | 1 | [5 empty] | 1 | [6 empty] | 1 |  | 1 |  | Only SAPN has commissioning process while Installer at site |  | Augmentation required | Only SAPN has commissioning process while Installer at site
Connect | IMIC | Visibility & Predictability | Installation Verification report | CER MASTER DATA | CER MASTER DATA | CI34.s |  | I.CA5 | Receive notification of successful installation | [16 empty] | 1 | [22 empty] | 1 | [18 empty] | 1 |  |  |  | 1 | [5 empty] | 1 | [6 empty] | 1 |  | 1 |  | Regulator doesn't confirm installation success |  | Augmentation required | Regulator doesn't confirm installation success
Connect | CTS | Visibility & Predictability | Non-conformance report | CONFORMANCE | FORECASTING | CI34.s |  | TC.CR9 | Review non-conformance report | [39 empty] | 1 | [20 empty] | 1 |  |  |  | 1 |  |  |  |  | 1 | [5 empty] | 1 |  | 1 |  | Lack of criteria to determine installation compliance breach vs. installation non-compliance. |  | New capability required | Conformance frameworks for CER not defined
Connect | CTS | Visibility & Predictability | Non-compliance report | COMPLIANCE | CER MASTER DATA | CI34.s |  | TC.CR10 | Confirm non-compliance issue | [39 empty] | 1 | [20 empty] | 1 |  |  |  | 1 |  |  |  |  | 1 | [5 empty] | 1 |  | 1 |  | Lack of criteria to determine installation compliance breach vs. installation non-compliance. |  | Augmentation required | Compliance assessment (against standard) not conducted and registered during installation
Connect | IMIC | Visibility & Predictability | CER installation report | COMMISSIONING | CER MASTER DATA | CI34.s |  | I.TR5 | Provide CER installation report | [39 empty] | 1 | [20 empty] | 1 |  |  |  | 1 |  |  |  |  | 1 | [5 empty] | 1 |  | 1 |  | Lack of criteria to determine installation compliance breach vs. installation non-compliance. |  | Augmentation required | Compliance assessment (against standard) not conducted and registered during installation
Connect | IMIC | Visibility & Predictability | CER installation testing data | COMPLIANCE | CER MASTER DATA | CI34.s |  | I.I2 | Send performance testing results | [10 empty] | 1 | [33 empty] | 1 | 1 | [12 empty] | 1 | [5 empty] | 1 |  |  |  | 1 | [6 empty] | 1 |  | 1 |  | Only SAPN has commissioning process while Installer at site |  | Augmentation required | Only SAPN has commissioning process while Installer at site
Connect | IMIC | Visibility & Predictability | Notification | COMMISSIONING | CER MASTER DATA | CI34.s |  | I.I15 | Send notification that CER device is ready to operate | [10 empty] | 1 | [21 empty] | 1 | [7 empty] | 1 |  |  |  | 1 | 1 | [12 empty] | 1 | 1 |  |  |  |  | 1 |  |  |  | 1 | [6 empty] | 1 |  | 1 |  | Only SAPN has commissioning process while Installer at site |  | Augmentation required | Only SAPN has commissioning process while Installer at site
Connect | IMIC | Visibility & Predictability | Notification | COMPLIANCE | CER MASTER DATA | CI34.s |  | I.D9 | Review installer compliance and flag repeat offenders | [10 empty] | 1 | [21 empty] | 1 | [7 empty] | 1 |  |  |  | 1 | 1 | [12 empty] | 1 | 1 |  |  |  |  | 1 |  |  |  |  | 1 | [5 empty] | 1 |  | 1 |  | Only conducted for physical installation criteria (not Standards compliance) |  | Augmentation required | Compliance assessment (against standard) not conducted and registered during installation
Connect | IMIC | Visibility & Predictability | Installation Verification report | COMMISSIONING | CER MASTER DATA | CI34.s |  | I.D8 | Receive notification of successful installation | [16 empty] | 1 | [22 empty] | 1 | [18 empty] | 1 | [5 empty] | 1 |  |  |  | 1 | [6 empty] | 1 |  | 1 |  | Only SAPN has commissioning process while Installer at site |  | Augmentation required | Only SAPN has commissioning process while Installer at site
Connect | IMIC | Visibility & Predictability | Education and support | COMPLIANCE | CER MASTER DATA | CI35 |  | I.IP1 | Provide key CER information to educate customers | [32 empty] | 1 | [6 empty] | 1 |  |  | 1 | 1 | 1 | 1 | [8 empty] | 1 |  | 1 |  |  | 1 |  | 1 | [5 empty] | 1 | [5 empty] | 1 | 1 | 1 |  | 1 |  |  |  | Augmentation required | Customer research shows customers don't fully understand their products or whether they're getting the best value
Connect | IMIC | Visibility & Predictability | Education and support | COMPLIANCE | CER MASTER DATA | CI36 |  | I.C8 | Receive education and support | [10 empty] | 1 | [21 empty] | 1 | [26 empty] | 1 | 1 | [6 empty] | 1 | [5 empty] | 1 | 1 |  |  | 1 |  |  |  | Augmentation required | Customer research shows customers don't fully understand their products or whether they're getting the best value
Connect | IMIC | Visibility & Predictability | CER metadata | CER MASTER DATA | CER MASTER DATA | CI37 |  | I.C11 | Provide up to date CER metadata |  |  |  | 1 | [35 empty] | 1 |  |  |  |  | 1 | [9 empty] | 1 | [5 empty] | 1 | 1 | [5 empty] | 1 | [5 empty] | 1 |  | 1 |  | 1 |  |  |  | Capability exists
Connect |  | Visibility & Predictability | Identity | CYBER COORDINATION | OPERATIONS | CI38 |  |  | Assign relevant security identities such as trusted certificates (private keys) |  |  |  |  | 1 | [30 empty] | 1 | [22 empty] | 1 | [8 empty] | 1 | [5 empty] | 1 |  |  | 1 | 1 |  | PKI infra / capabilities not widely appplied to CER devices |  | New capability required | PKI infra / capabilities not widely appplied to CER devices
Connect |  | Visibility & Predictability | Complaint | BREACH&COMPENSATION | CONTRACTS | CI39 |  |  | Submit formal complaints |  |  |  | 1 | [32 empty] | 1 | [23 empty] | 1 | 1 | [5 empty] | 1 | [5 empty] | 1 |  | 1 |  |  | 1 |  |  | Capability exists
Connect |  | Visibility & Predictability | Service Order | SERVICE ORDERS | CONTRACTS | CI40 |  |  | Request for meter alteration works |  |  |  | 1 | [11 empty] | 1 | [29 empty] | 1 | [12 empty] | 1 |  | 1 | 1 | [5 empty] | 1 | [5 empty] | 1 |  | 1 |  |  | 1 |  |  | Capability exists
Connect |  | Visibility & Predictability | Service Order | SERVICE ORDERS | CONTRACTS | CI41 |  |  | Meter alteration works |  |  |  | 1 | [11 empty] | 1 | [16 empty] | 1 |  |  | 1 | [22 empty] | 1 |  | 1 | 1 | [5 empty] | 1 | [5 empty] | 1 |  | 1 |  |  | 1 |  |  | Capability exists
Connect | IMIC | Visibility & Predictability | Service Order | CER SERVICE OFFERS | CONTRACTS | CI42 |  | I.I1 | Develop CER device installation services | [16 empty] | 1 | [22 empty] | 1 | [20 empty] | 1 | 1 | [5 empty] | 1 | [5 empty] | 1 | 1 |  |  | 1 |  |  |  | Augmentation required | Lack of governance over installation services and standardised requirements.
Connect | IMIC | Visibility & Predictability | Accreditation review | BREACH&COMPENSATION | CONTRACTS | CI43 |  | I.TR6 | Assess repeat offenders against installer accreditation framework | [8 empty] | 1 | [21 empty] | 1 | [9 empty] | 1 | [17 empty] | 1 | 1 | [7 empty] | 1 | [5 empty] | 1 |  |  | 1 | 1 |  |  |  | New capability required | Lack of governance over installation services and standardised requirements.
Connect |  | Visibility & Predictability | Products & Services | CER SERVICE OFFERS | CONTRACTS | CI44 |  |  | Publish Information about CER/DER | [18 empty] | 1 | [13 empty] | 1 | [10 empty] | 1 | [15 empty] | 1 | [7 empty] | 1 | [5 empty] | 1 | 1 |  |  |  | 1 |  |  | Capability exists
Operate | OTE TDC | Security | Market emergency notice | MARKET NOTICE | OPERATIONS | OTE01 |  | OE.S10 | Publish market emergency notices | [27 empty] | 1 |  |  | 1 | 1 |  | 1 | 1 |  |  | 1 |  |  | 1 | 1 |  |  | 1 | 1 | 1 |  |  |  | 1 |  |  |  |  | 1 |  | 1 | 1 | [8 empty] | 1 | [5 empty] | 1 | 1 |  |  |  | 1 |  |  | Capability exists | Disclaimer: May need augmentation depending on how off-market arrangements are defined and whether non-market participants need to receive if not public.
Operate | OTE | Security | Emergency alerts (CER Usage) | OPERATIONAL ASSESSMENT | FORECASTING | OTE01.s |  | OE.S8 | Identify type of emergency (cyber threat, system restart, MSL3, or LOR3) | [27 empty] | 1 | [31 empty] | 1 |  |  | 1 | 1 |  |  |  |  | 1 | 1 | [6 empty] | 1 |  | 1 |  |  | Capability exists
Operate | OTE TDC | Security | Notification | OPERATIONAL INTERVENTION | OPERATIONS | OTE01.s |  | OE.SoD7 | De-escalate / inform all relevant parties | [16 empty] | 1 | [9 empty] | 1 |  |  |  | 1 | 1 | 1 | 1 | 1 | 1 |  | 1 |  |  | 1 | 1 |  |  | 1 |  | 1 |  |  |  | 1 | [5 empty] | 1 | 1 | 1 | 1 | [7 empty] | 1 | 1 | [6 empty] | 1 |  |  | 1 |  |  | Capability exists
Operate | OTE | Security | System black notice | MARKET NOTICE | OPERATIONS | OTE01.s |  | OE.S17 | Publish system black notice | [27 empty] | 1 |  |  | 1 | 1 |  | 1 | 1 |  |  | 1 |  |  | 1 | 1 |  |  | 1 | 1 | 1 |  |  |  | 1 |  |  |  |  | 1 |  | 1 | 1 |  |  |  | 1 | 1 | 1 |  |  |  | 1 | [6 empty] | 1 |  |  | 1 |  |  | Capability exists
Operate | OTE TDC | Security | Signal | OPERATIONAL INTERVENTION | OPERATIONS | OTE02 |  | OE.S12 | Direct TNSP to maintain energy demand levels | [27 empty] | 1 | [29 empty] | 1 | 1 | 1 | 1 | [6 empty] | 1 | [5 empty] | 1 |  |  | 1 |  | 1 |  |  | Capability exists
Operate |  | Security | Market Suspension notice | MARKET NOTICE | OPERATIONS | OTE03 |  |  | Suspend Market operations | [27 empty] | 1 |  |  | 1 | 1 |  | 1 |  |  |  | 1 |  |  | 1 | 1 |  |  | 1 | 1 | 1 |  |  |  | 1 |  |  |  |  | 1 |  | 1 | 1 | [8 empty] | 1 | [5 empty] | 1 | 1 |  |  |  | 1 |  |  | Capability exists
Operate |  | Security | Signal | OPERATIONAL INTERVENTION | OPERATIONS | OTE04 |  |  | Direct to action emergency plans | [27 empty] | 1 | [5 empty] | 1 | [25 empty] | 1 | [7 empty] | 1 | [5 empty] | 1 |  |  | 1 | 1 |  | CER Cyber Coordinator does not exist. CER cybersecurity considerations are not currently defined and required processes and interfaces need to be built/implemented. |  | New capability required | CER Cyber Coordinator does not exist. CER cybersecurity considerations are not currently defined and required processes and interfaces need to be built/implemented.
Operate | OTE TDC | Security | Signal | CYBER COORDINATION | OPERATIONS | OTE05 |  | OE.S20 | Direct to isolate (affected ) CER | [27 empty] | 1 | [17 empty] | 1 | [11 empty] | 1 | 1 | 1 | 1 | [6 empty] | 1 | [5 empty] | 1 |  |  | 1 | 1 |  | Can only isolate at the connection point currently, not at the device level. |  | Augmentation required | Cyber security considerations need to be defined. Gap in capability to isolate at the device level (rather than the connection point level)
Operate | OTE TDC | Security | Restoration strategy | OPERATIONAL INTERVENTION | OPERATIONS | OTE06 |  | OE.S9 | Operate & Adapt restoration strategy | [27 empty] | 1 | [17 empty] | 1 | [11 empty] | 1 | 1 | 1 | 1 | [6 empty] | 1 | [5 empty] | 1 |  |  | 1 |  | 1 |  |  | Capability exists
Operate | OTE | Security | Available curtailment quantity | OPERATIONAL ASSESSMENT | FORECASTING | OTE07 |  | OE.SoD1 | Advise available curtailment quantity | [16 empty] | 1 | [9 empty] | 1 | [7 empty] | 1 | [21 empty] | 1 | 1 | 1 | 1 |  |  |  | 1 | 1 |  |  | 1 | 1 | [7 empty] | 1 | 1 |  | Lack of visibility of live CER capacity connected to the network. And the capacity that can be curtailed, no Role requirements, no standardised format, processes or interfaces to facilitate reporting |  | Augmentation required | - Gaps in accuracy of CER standing data (noting that BTM customer resources connected to transmission are likely to be industrial loads) - Gaps in standardised processes/interfaces and capabilities required to share available curtailment quantities between system operators. - Customer Agents with access to the curtailable qty information may not have a Role in the rules and would need to be compelled to provide this information in another way
Operate | OTE | Security | Backstop command | ACTIVATION | TRANSACTIONS | OTE08 |  | OE.SoD8 | Generate and provide backstop commands (multiple mechanisms triggered in sequence) | [26 empty] | 1 | [8 empty] | 1 | [6 empty] | 1 |  | 1 | 1 | [12 empty] | 1 | [8 empty] | 1 | [5 empty] | 1 |  |  | 1 | 1 |  |  |  | Augmentation required | - Backstop processes not in place across all NEM regions - Efficiencies can be gained through greater standardisation across regions - Response compliance impacted by curtailment instead of disconnection actions
Operate |  | Security | UFLS / OFGS notice | MARKET NOTICE | OPERATIONS | OTE09 |  |  | UFLS or OFGS triggered | [16 empty] | 1 | [25 empty] | 1 | [12 empty] | 1 | 1 |  | 1 | [8 empty] | 1 | [5 empty] | 1 |  | 1 |  | 1 |  |  |  | Augmentation required | - CER not configured to provide frequency response (only through 3rd party Customer Agents) - Gap in accessibility to real-time or post-event vidibility of UFLS/OFGS event - DNSPs not obligated to provide real-time monitoring of load
Operate |  | Security | Conformity Assessment | CONFORMANCE | FORECASTING | OTE10 |  |  | Monitor conformity of emergency commands |  |  | 1 | [13 empty] | 1 | [13 empty] | 1 | 1 | [5 empty] | 1 | [20 empty] | 1 | 1 | [7 empty] | 1 | [5 empty] | 1 |  |  | 1 |  | 1 |  |  | Augmentation required | - Conformance assessments currently vary in accuracy. - Conformity assessment role does not exist - Lack of Cyber Informed Engineering in design such as alternative independent mechanisms of CER fleet monitoring that do not share a common mode of failure with the primary pathways.
Operate | OTE | Security | Signal | OPERATIONAL INTERVENTION | OPERATIONS | OTE11 |  | OE.SoD11 | Prepare and implement system restart | [16 empty] | 1 | [9 empty] | 1 | [17 empty] | 1 | [13 empty] | 1 | 1 | 1 | [6 empty] | 1 |  | 1 |  |  |  | 1 |  |  | 1 | 1 |  | - Lack of visibility of CER connected to the network - Lack of compensatory controls for CER in emergencies (Known default behaviour) - Lack of Cyber Informed Engineering in design such as alternative independent mechanisms of CER fleet monitoring and control that do not share a common mode of failure with the primary control path. |  | Augmentation required | - Gap in capability to withold CER from re-connecting to the grid once power is restored, which leads to volatility in power flows as PV generation comes online with load restoration and could result in unstable restoration. - Lack of compensatory controls for CER in emergencies (Known default behaviour) - Lack of Cyber Informed Engineering in design such as alternative independent mechanisms of CER fleet monitoring and control that do not share a common mode of failure with the primary pathways.
Operate | OTE TDC | Security | Signal | OPERATIONAL INTERVENTION | OPERATIONS | OTE12 |  | OE.T6 | Initiate backstop process with DNSP | [27 empty] | 1 | 1 | [16 empty] | 1 | [9 empty] | 1 |  |  | 1 |  | 1 | [6 empty] | 1 | 1 |  |  |  |  | 1 |  |  | 1 | 1 |  | - Broadcast notifications not available yet. - Note, instruction may go direct from TNO to DNO or via SO (dx) depending on future market arrangements, both arrangements reflected in Initiators / Receivers |  | Augmentation required | - Backstop processes not in place across all NEM regions - Efficiencies can be gained through greater standardisation across regions - Response compliance impacted by curtailment instead of disconnection actions
Operate | OTE | Security | Signal | OPERATIONAL INTERVENTION | OPERATIONS | OTE13 |  | OE.T7 | Prepare and implement system restart | [27 empty] | 1 | 1 | [16 empty] | 1 | [9 empty] | 1 |  |  | 1 |  | 1 | [6 empty] | 1 | [5 empty] | 1 |  |  | 1 | 1 |  | Note, instruction may go direct from TNO to DNO or via SO (dx) depending on future market arrangements, both arrangements reflected in Initiators / Receivers |  | Augmentation required | Gap in capability to withold CER from re-connecting to the grid once power is restored, which leads to volatility in power flows as PV generation comes online with load restoration and could result in unstable restoration.
Operate | OTE | Security | Cyber corrective measure notice | CYBER COORDINATION | OPERATIONS | OTE14 |  | OE.CR3 | Identify cyber related corrective measure | [11 empty] | 1 | [17 empty] | 1 |  |  |  | 1 |  |  |  | 1 | [21 empty] | 1 | [7 empty] | 1 | [5 empty] | 1 |  |  | 1 | 1 |  |  |  | New capability required | - Conformance framework, roles and corrective measures around Cyber Security do not exist
Operate | OTE | Security | Notification | CYBER COORDINATION | OPERATIONS | OTE14.s |  | OE.CC3 | Incident response plan activated |  |  |  |  | 1 | [24 empty] | 1 | [10 empty] | 1 | [17 empty] | 1 | [8 empty] | 1 | 1 | [6 empty] | 1 |  | 1 |  | CER Cyber Coordinator does not exist. CER cybersecurity considerations are not currently defined and required processes and interfaces need to be built/implemented. |  | New capability required | CER Cyber Coordinator does not exist. CER cybersecurity considerations are not currently defined and required processes and interfaces need to be built/implemented.
Operate | OTE TDC | Security | Cyber intel report | CYBER COORDINATION | OPERATIONS | OTE14.s |  | OE.S23 | Receive Intelligence from CER Cyber Co-ordinator |  |  |  |  | 1 | [51 empty] | 1 |  | 1 | [8 empty] | 1 |  | 1 | [5 empty] | 1 |  | 1 |  | CER Cyber Coordinator does not exist. CER cybersecurity considerations are not currently defined and required processes and interfaces need to be built/implemented. |  | New capability required | CER Cyber Coordinator does not exist. CER cybersecurity considerations are not currently defined and required processes and interfaces need to be built/implemented.
Operate |  | Security | Notification | CYBER COORDINATION | OPERATIONS | OTE15 |  |  | Contain the cyber risk |  |  |  |  | 1 | [24 empty] | 1 | [10 empty] | 1 | [15 empty] | 1 |  | 1 | 1 | 1 | [6 empty] | 1 | [5 empty] | 1 |  |  | 1 | 1 |  | CER Cyber Coordinator does not exist. CER cybersecurity considerations are not currently defined and required processes and interfaces need to be built/implemented. |  | New capability required | CER Cyber Coordinator does not exist. CER cybersecurity considerations are not currently defined and required processes and interfaces need to be built/implemented. - Cyber informed engineering design needed to ensure alternate mechanisms of monitoring and control that do not share a common mode of failure with the primary pathways
Operate | OTE | Security | Notification | CYBER COORDINATION | OPERATIONS | OTE16 |  | OE.CC6 | Notify about cyber incident |  |  |  |  | 1 | [24 empty] | 1 | [10 empty] | 1 | [15 empty] | 1 |  | 1 | 1 | 1 | [6 empty] | 1 | [5 empty] | 1 |  |  | 1 | 1 |  | CER Cyber Coordinator, CER Regulator, and Accredited Data Recipient do not exist. CER cybersecurity considerations are not currently defined and required processes and interfaces need to be built/implemented. |  | New capability required | CER Cyber Coordinator, CER Regulator, and Accredited Data Recipient do not exist. CER cybersecurity considerations are not currently defined and required processes and interfaces need to be built/implemented.
Operate | OTE | Security | Cyber review risk report | CYBER COORDINATION | OPERATIONS | OTE16.s |  | OE.CC2 | Risk Assessment/Correlation |  |  |  |  | 1 | [22 empty] | 1 |  | 1 |  |  |  | 1 | [6 empty] | 1 | [17 empty] | 1 |  |  |  |  | 1 | [5 empty] | 1 | [5 empty] | 1 |  | 1 |  | Cyber risk report not currently undertaken |  | New capability required | CER Cyber Coordinator does not exist. CER cybersecurity considerations are not currently defined and required processes and interfaces need to be built/implemented.
Operate | OTE | Security | Notification | CYBER COORDINATION | OPERATIONS | OTE16.s |  | OE.CR1 | Receive notification of cyber incident |  |  |  |  | 1 | [24 empty] | 1 | [10 empty] | 1 | [17 empty] | 1 |  |  |  | 1 | [5 empty] | 1 | [7 empty] | 1 | 1 |  | Cyber incident reporting / notification capability not in place |  | New capability required | CER Cyber Coordinator does not exist. CER cybersecurity considerations are not currently defined and required processes and interfaces need to be built/implemented.
Operate | OTE | Security | Report | CYBER COORDINATION | OPERATIONS | OTE16.s |  | OE.CC11 | Assess cyber threat response and report of incident |  |  |  |  | 1 | [24 empty] | 1 | [10 empty] | 1 | [17 empty] | 1 | [8 empty] | 1 | [5 empty] | 1 |  |  | 1 | 1 |  | CER Cyber Coordinator, CER Regulator, and Accredited Data Recipient do not exist. CER cybersecurity considerations are not currently defined and required processes and interfaces need to be built/implemented. |  | New capability required | CER Cyber Coordinator does not exist. CER cybersecurity considerations are not currently defined and required processes and interfaces need to be built/implemented.
Operate | OTE | Security | Backstop command | ACTIVATION | TRANSACTIONS | OTE17 |  | OE.CA7 | Receive emergency commands to curtail generation | [15 empty] | 1 | [19 empty] | 1 | [6 empty] | 1 | [15 empty] | 1 |  |  | 1 | [5 empty] | 1 | [5 empty] | 1 |  |  | 1 | 1 |  |  |  | Augmentation required | Backstop processes not in place across all NEM regions Efficiencies can be gained through greater standardisation across regions - Customer Agents may not have a Role in the rules and would need to be compelled to comply with backstop instructions
Operate | OTE | Security | Notification | OPERATIONAL INTERVENTION | OPERATIONS | OTE17.s |  | OE.CA8 | Notify CER Customer of backstop | [15 empty] | 1 | [16 empty] | 1 | [9 empty] | 1 | [16 empty] | 1 | [7 empty] | 1 | [8 empty] | 1 | 1 |  | Limited to customers on FELs arrangements |  | Augmentation required | Not all CER customers receive backstop / emergency commands in advance or event (or even afterwards)
Operate | OTE | Security | Notification | OPERATIONAL INTERVENTION | OPERATIONS | OTE18 |  | OE.CA9 | Operate dis-aggregated CER per system restart | [26 empty] | 1 |  |  |  | 1 | 1 | 1 | 1 |  | 1 |  | 1 |  |  | 1 | 1 | 1 |  | 1 | 1 | 1 |  |  |  | 1 |  |  |  |  | 1 | 1 | 1 | 1 |  |  | 1 | [5 empty] | 1 | [5 empty] | 1 |  |  | 1 | 1 |  |  |  | Augmentation required | Gap in capability to withold CER from re-connecting to the grid once power is restored, which leads to volatility in power flows as PV generation comes online with load restoration and could result in unstable restoration.
Operate | OTE | Security | Backstop command | ACTIVATION | TRANSACTIONS | OTE19 |  | OE.Co4 | Receive and Action emergency commands | [13 empty] | 1 | [18 empty] | 1 |  |  | 1 | [6 empty] | 1 | [15 empty] | 1 |  |  | 1 | [5 empty] | 1 | [5 empty] | 1 |  |  | 1 | 1 |  |  |  | Augmentation required | - Emergency command processes not in place across all NEM regions - Efficiencies can be gained through greater standardisation across regions - Response compliance impacted by curtailment instead of disconnection actions - Need to consider processes for load off and generation off separately - Lack of Cyber Informed Engineering in design such as alternative independent mechanisms of CER fleet monitoring and control that do not share a common mode of failure with the primary pathways. - Detection and top-down response times (latency cascade) too slow for mass CER compromise
Operate | OTE | Security | Backstop command | ACTIVATION | TRANSACTIONS | OTE20 |  | OE.C5 | Receive & Action emergency Commands to the customer |  |  |  |  | 1 | [10 empty] | 1 | 1 | [15 empty] | 1 | [26 empty] | 1 | [7 empty] | 1 | [5 empty] | 1 |  | 1 |  | 1 |  | Limited to customers on FELs arrangements |  | Augmentation required | Not all CER customers receive backstop / emergency commands in advance or event (or even afterwards)
Operate | MAEC | Security | Conformity Assessment | CONFORMANCE | FORECASTING | OTE21 |  | MC.As10 | Backstop Conformity Assessment |  | 1 | [32 empty] | 1 | [10 empty] | 1 | [12 empty] | 1 | 1 | [7 empty] | 1 | [5 empty] | 1 |  | 1 |  | 1 |  |  |  | New capability required | Lack of clear standards that CER must conform to. Lack of clear compliance and conformance processes. Role of the CER Conformance Assessor not defined or assigned to any actor.
Operate | MAEC | Security | Backstop Conformance Acceptance Criteria | CONFORMANCE | FORECASTING | OTE21.s |  | MC.As5 | Access Backstop Conformance Acceptance Criteria |  |  | 1 | 1 |  |  | 1 | [6 empty] | 1 |  | 1 | [14 empty] | 1 |  |  |  | 1 | [23 empty] | 1 |  |  |  |  | 1 | [5 empty] | 1 | [5 empty] | 1 |  | 1 |  | Conformance frameworks for CER not defined |  | New capability required | Conformance frameworks for CER not defined
Operate | OTE | Security | Signal | OPERATIONAL INTERVENTION | OPERATIONS | OTE22 |  | OE.D4 | Adjust CER energy flow on the network |  |  |  |  | 1 | [22 empty] | 1 | 1 | [6 empty] | 1 | [6 empty] | 1 |  | 1 | 1 | [12 empty] | 1 | 1 |  | 1 | [5 empty] | 1 | [5 empty] | 1 |  |  | 1 | 1 |  |  |  | Augmentation required | Adjustments due to Cyber not currently in place
Operate | OTE | Security | Emergency alerts (CER Usage) | ACTIVATION | TRANSACTIONS | OTE23 |  | OE.C2 | Receive & track emergency alerts for CER usage | [15 empty] | 1 | [16 empty] | 1 | [26 empty] | 1 | [7 empty] | 1 | [5 empty] | 1 |  | 1 |  | 1 |  | At most, limited to customers on FELs arrangements |  | Augmentation required | Not all CER customers receive backstop / emergency commands in advance or event (or even afterwards)
Operate |  | Security | Damage assessment | OPERATIONAL ASSESSMENT | FORECASTING | OTE24 |  |  | Assess network, technical or physical damage | [16 empty] | 1 | [15 empty] | 1 | [26 empty] | 1 | 1 | [6 empty] | 1 | [5 empty] | 1 |  | 1 |  |  | 1 |  |  | Capability exists
Operate |  | Visibility & Predictability | Transmission power system models | PS MODELS | POWER SYSTEM MODELS | OTN01 |  |  | Manage bulk/transmission power system models | [27 empty] | 1 | 1 | [5 empty] | 1 | [10 empty] | 1 | [9 empty] | 1 |  | 1 | 1 |  |  |  |  | 1 | [5 empty] | 1 | [5 empty] | 1 | 1 | 1 |  | CER not included in network models (CERs are linked to NMIs, which are the end point of the network model.) Aggregated CER not provided by Dx to SO or Tx |  | Augmentation required | Aggregated CER to be incorporated into bulk power system models
Operate | FPO(STPASA) | Visibility & Predictability | Tx/Dx interface capacities | PS MODELS | POWER SYSTEM MODELS | OTN02 |  |  | Ingest Tx/Dx interface capacities into power system models | [27 empty] | 1 | 1 |  |  |  | 1 |  | 1 | 1 | [20 empty] | 1 | 1 | 1 |  |  |  | 1 | [5 empty] | 1 | [6 empty] | 1 | 1 | 1 |  | CER not included in network models (CERs are linked to NMIs, which are the end point of the network model.) Aggregated CER not provided by Dx to SO or Tx |  | New capability required | Only existing at long-term planning level using historical data. No standardised network model format across NEM that can enable CIM transfers and direct ingestion to network model.
Operate | FPO(STPASA) | Visibility & Predictability | Bids and Offers | FORECAST | FORECASTING | OTN03 |  |  | Ingest forecast information (bids & offers) for bulk power system | [15 empty] | 1 | [18 empty] | 1 | [21 empty] | 1 |  | 1 |  |  |  | 1 | [5 empty] | 1 | [7 empty] | 1 | 1 |  | No SCADA-lite option currently available to share operational data |  | Augmentation required | No SCADA-lite option currently available to share operational data
Operate | FPO(STPASA) | Visibility & Predictability | Performance telemetry | HISTORIC TELEMETRY | MEASUREMENTS | OTN03.s |  | FP.S2 | Ingest historical data into power system models | [15 empty] | 1 | [18 empty] | 1 | [21 empty] | 1 |  | 1 |  |  |  | 1 | [5 empty] | 1 | [6 empty] | 1 |  | 1 |  | No SCADA-lite option currently available to share operational data |  | Augmentation required | No SCADA-lite option currently available to share operational data
Operate | FPO(STPASA) | Visibility & Predictability | CER metadata | CER MASTER DATA | CER MASTER DATA | OTN03.s |  | FP.S6 | Ingest CER data into power system models | [15 empty] | 1 | 1 | [9 empty] | 1 | [7 empty] | 1 | [21 empty] | 1 | 1 |  |  |  | 1 | 1 | [5 empty] | 1 | [6 empty] | 1 |  | 1 |  | Issues related to accuracy of CER asset data in current registers. Also not mapped to a standardised network model |  | Augmentation required | Issues related to accuracy of CER asset data in current registers. Also not mapped to a standardised network model
Operate | FPO(STPASA) | Visibility & Predictability | CER metadata | PS MODELS | POWER SYSTEM MODELS | OTN04 |  | FP.S21 | ST PASA Assess Regional reserve | [16 empty] | 1 | [9 empty] | 1 |  | 1 | [5 empty] | 1 | [21 empty] | 1 |  | 1 |  |  |  | 1 | [5 empty] | 1 | [6 empty] | 1 | 1 | 1 |  | Issues related to accuracy of CER asset data in current registers. CER not included in network models (CERs are linked to NMIs, which are the end point of the network model. |  | New capability required | Dx operational forecasts are not currently developed by all DNSPs, nor in a standardised methodology. As a result it is difficult for AEMO to trust the consistent accuracy of Dx forecasts across regions Lack of capability to enable scalable sharing of Dx forecasts.
Operate |  | Security | System Security Assessment | OPERATIONAL ASSESSMENT | FORECASTING | OTN05 |  |  | Manage System Security | [27 empty] | 1 |  |  |  |  | 1 | [11 empty] | 1 | 1 | [9 empty] | 1 |  | 1 | 1 |  |  |  | 1 | [5 empty] | 1 | [7 empty] | 1 | 1 |  | Limited Dx network visibility |  | Augmentation required | Immature sharing of CER related data / impacts of CER on operational data from DNSP to TNSP at the T-D interface
Operate | FPO(STPASA) | Security | Outage Plan | OPERATIONAL ASSESSMENT | FORECASTING | OTN05.s |  | FP.S1 | Assess outage plan alignment to system security | [27 empty] | 1 |  |  |  |  | 1 | [11 empty] | 1 | 1 | [9 empty] | 1 |  | 1 | 1 |  |  |  |  | 1 | [5 empty] | 1 | [6 empty] | 1 |  | 1 |  |  | Capability exists
Operate | FPO(STPASA) | Orchestration | Market forecasts | CER MASTER DATA | CER MASTER DATA | OTN06 |  | FP.S16 | Publish demand and market forecasts | [27 empty] | 1 |  | 1 | 1 | 1 | 1 | 1 | 1 | 1 |  | 1 | 1 |  | 1 | 1 |  |  | 1 | 1 | 1 |  |  |  | 1 |  |  |  |  | 1 | 1 | 1 |  |  |  | 1 | 1 | [5 empty] | 1 | [5 empty] | 1 |  |  | 1 |  | Accuracy of market forecasts uncertain due to lack of available accurate CER data. |  | Augmentation required | Accuracy of market forecasts uncertain due to lack of available accurate CER data.
Operate |  | Visibility & Predictability | Coordination notices | TXDX INTERFACE | OPERATIONS | OTN07 |  |  | Manage coordination between network operators | [21 empty] | 1 | [7 empty] | 1 | 1 | 1 | 1 | 1 | 1 | 1 |  | 1 | 1 |  | 1 | 1 |  |  | 1 | 1 | 1 |  |  |  | 1 |  |  |  |  | 1 | 1 | 1 |  |  |  | 1 | 1 | [5 empty] | 1 | [5 empty] | 1 |  |  | 1 |  |  |  | Augmentation required | Coordination between Dx, Tx and SO (Tx) to be designed / clarified
Operate |  | Security | Dispatch instructions | ACTIVATION | TRANSACTIONS | OTN08 |  |  | Run dispatch process | [27 empty] | 1 | [16 empty] | 1 | [13 empty] | 1 |  |  |  | 1 | [5 empty] | 1 | [7 empty] | 1 |  | 1 |  |  | Capability exists
Operate/ Trade | MAEC | Visibility & Predictability | Conformity Assessment | HISTORIC TELEMETRY | MEASUREMENTS | OTN09 |  | MC.S1 | Run Dispatch Conformance Process |  | 1 | [28 empty] | 1 | 1 |  |  | 1 |  |  | 1 | [12 empty] | 1 | [5 empty] | 1 |  | 1 |  |  |  | 1 | [5 empty] | 1 | [6 empty] | 1 |  | 1 |  | Not currently undertaken. Significant accuracy issues of CER performance/operational data |  | New capability required | Lack of clear standards that CER must conform to. Lack of clear compliance and conformance processes. Role of the CER Conformance Assessor not defined or assigned to any actor.
Operate/ Trade | MAEC | Visibility & Predictability | Dispatch Conformance Acceptance Criteria | CONFORMANCE | FORECASTING | OTN09.s |  | MC.As6 | Access Dispatch Conformance Acceptance Criteria |  | 1 | [28 empty] | 1 | 1 |  |  | 1 |  |  | 1 | [12 empty] | 1 | [5 empty] | 1 |  | 1 |  |  |  | 1 | [6 empty] | 1 |  |  |  |  | 1 |  |  | 1 |  | Conformance frameworks for CER not defined |  | New capability required | Conformance frameworks for CER not defined
Operate | OTE | Security | Signal | OPERATIONAL INTERVENTION | OPERATIONS | OTN10 |  | OE.S5 | Direct TNO, SO(Dx)to modify CER energy flow | [27 empty] | 1 | [27 empty] | 1 |  | 1 | 1 | [8 empty] | 1 | [5 empty] | 1 |  |  | 1 |  | 1 |  |  | Capability exists
Operate | OTE | Security | Market notice | FORECAST | FORECASTING | OTN10.s | OTN11.s | OE.SoD2 | Receive Market Notice | [27 empty] | 1 | [27 empty] | 1 |  |  | 1 |  |  |  |  | 1 |  |  |  |  | 1 | [5 empty] | 1 |  |  | 1 |  | Accuracy of market forecasts uncertain due to lack of available accurate CER data. |  | Augmentation required | Visibility and predictability of CER at Dx level is poor
Operate | OTE | Security | Signal | OPERATIONAL INTERVENTION | OPERATIONS | OTN11 |  | OE.S6 | Initiate RERT dispatch | [27 empty] | 1 | [16 empty] | 1 | [13 empty] | 1 | [8 empty] | 1 | [5 empty] | 1 |  |  | 1 |  | 1 |  |  | Capability exists
Operate |  | Visibility & Predictability | Tx Grid Operation Report | OPERATIONAL ASSESSMENT | FORECASTING | OTN12 |  |  | Evaluate and report on grid operation at Tx Level | [27 empty] | 1 | 1 | [27 empty] | 1 |  |  | 1 |  |  | 1 | [5 empty] | 1 | [7 empty] | 1 |  | 1 |  |  | Capability exists
Operate |  | Visibility & Predictability | Prudentials Report | FINANCIAL | TRANSACTIONS | OTN13 |  |  | Run Prudential Process | [21 empty] | 1 | [22 empty] | 1 |  | 1 | [11 empty] | 1 | 1 |  |  |  |  | 1 | [5 empty] | 1 | [5 empty] | 1 | 1 |  | VSR prudential process to be clarified and implementd for IPRR |  | Capability exists
Operate |  | Visibility & Predictability | Payment | FINANCIAL | TRANSACTIONS | OTN14 |  |  | Run settlement process | [21 empty] | 1 | [22 empty] | 1 | [13 empty] | 1 |  |  |  | 1 | [6 empty] | 1 | [5 empty] | 1 |  |  | 1 |  |  | New capability required | New process yet to be implemented.
Operate |  | Visibility & Predictability | Payment | FINANCIAL | TRANSACTIONS | OTN15 |  |  | Receive compensation payment instructions | [12 empty] | 1 | [37 empty] | 1 | [8 empty] | 1 |  |  |  | 1 | [5 empty] | 1 | [5 empty] | 1 |  | 1 |  | Compensation payment arrangements to be determined for IPRR |  | New capability required | New process yet to be implemented.
Operate |  | Visibility & Predictability | Compensation Application | BREACH&COMPENSATION | CONTRACTS | OTN16 |  |  | Manage Compensation claims process | [12 empty] | 1 | [25 empty] | 1 | [5 empty] | 1 | [11 empty] | 1 |  |  |  | 1 |  |  |  | 1 | [5 empty] | 1 |  |  |  |  | 1 |  | 1 |  |  |  | New capability required | Compensation arrangements not defined
Operate |  | Visibility & Predictability | Compensation Application | BREACH&COMPENSATION | CONTRACTS | OTN17 |  |  | Assess compensation claims | [9 empty] | 1 | [31 empty] | 1 | [18 empty] | 1 |  |  |  | 1 | [5 empty] | 1 |  |  |  |  | 1 |  | 1 |  | Compensation claim process for CER requires development, current state unclear, likely lacks maturity at a minimum |  | New capability required | New process yet to be implemented. Claim Manager and Independent CER Expert roles not defined or assigned to any actor.
Operate |  | Visibility & Predictability | Dx Network Models | PS MODELS | POWER SYSTEM MODELS | OTN18 |  |  | Manage Dx network models | [16 empty] | 1 | [17 empty] | 1 | [10 empty] | 1 | [9 empty] | 1 |  |  | 1 |  |  |  |  | 1 | [5 empty] | 1 | [5 empty] | 1 | 1 | 1 |  | CER not included in network models (CERs are linked to NMIs, which are the end point of the network model. |  | Augmentation required | CER to be incorporated into network models
Operate | OTE | Security | Signal | OPERATIONAL INTERVENTION | OPERATIONS | OTN19 |  | OE.SoD3 | Adjust CER energy flow on the network in response to LOR2/MSL2 | [27 empty] | 1 | 1 | [26 empty] | 1 |  |  | 1 |  |  |  | 1 | [5 empty] | 1 | [7 empty] | 1 | 1 |  |  |  | Augmentation required | Dx (DSO) capability to adjust flows is not at target state, lacks maturity. Signals broadcast, lack narrow-cast capability Signals able to be overriden by others with access to inverter communications
Operate |  | Visibility & Predictability | Dx Load Forecasts | FORECAST | FORECASTING | OTN20 |  |  | Generate Load Forecasts | [26 empty] | 1 | [7 empty] | 1 | [15 empty] | 1 |  |  |  |  | 1 | 1 | 1 | 1 |  |  |  | 1 | [5 empty] | 1 | [6 empty] | 1 |  | 1 |  | Dx forecasts not shared with Tx and SO Dx lacks visibility and predictability of CER |  | Augmentation required | Accuracy of market forecasts uncertain due to lack of available accurate CER data.
Operate | FPO(STPASA) TDC | Visibility & Predictability | Dx capacities | DOE | FORECASTING | OTN21 |  | FP.D2 | Calculate and provide Dx capacities | [16 empty] | 1 | [9 empty] | 1 | [7 empty] | 1 | [21 empty] | 1 | 1 | 1 |  |  |  | 1 | [5 empty] | 1 | [5 empty] | 1 |  |  | 1 |  | No defined and standardised way to calculate aggregregate Dx capacities and communicate them |  | Augmentation required | Function to maximise use of hosting capacity impacted by lack of visibility of CER connected to the network. Currently no relationship for DOE advice between distributors and system operator. Provisions of 'aggregate' Dx capacities not defined (e.g. at what level). No defined and standardised way to calculate aggregregate Dx capacities and communicate them. Limited CER (and VPP operators) able to receive and act upon DOEs
Operate | FPO(STPASA) TDC | Visibility & Predictability | Dx nd Tx Capacities | TXDX INTERFACE | OPERATIONS | OTN21.s |  | FP.SoD1 | Receive Dx and Tx capacities | [26 empty] | 1 | [7 empty] | 1 | [15 empty] | 1 |  |  |  |  | 1 | 1 | 1 | 1 |  |  |  | 1 | [5 empty] | 1 | [6 empty] | 1 |  | 1 |  | Dx capacities not shared at present |  | Augmentation required | Dx capacity and constraints not shared with SO (Tx)
Operate | FPO(STPASA) | Visibility & Predictability | DOE profile baseline | DOE | FORECASTING | OTN22 |  | FP.SoD6 | Generate and publish DOE | [16 empty] | 1 | [9 empty] | 1 |  |  |  | 1 | 1 |  |  | 1 | 1 |  | 1 | [6 empty] | 1 |  | 1 |  |  |  | 1 | [5 empty] | 1 | 1 | 1 |  |  |  |  | 1 | [5 empty] | 1 | [5 empty] | 1 |  | 1 |  | DOEs are not shared to all the parties that need visibility of them currently. |  | Augmentation required | Function to maximise use of hosting capacity impacted by lack of visibility of CER connected to the network. Currently no relationship for DOE advice between distributors and system operator. Provisions of 'aggregate' Dx capacities not defined (e.g. at what level). No defined and standardised way to calculate aggregregate Dx capacities and communicate them. Limited CER (and VPP operators) able to receive and act upon DOEs
Operate |  | Orchestration | DOE Conformance | TELEMETRY (DEVICE) | MEASUREMENTS | OTN23 |  |  | Monitor Conformity of DOEs | [16 empty] | 1 | [9 empty] | 1 |  |  |  | 1 | 1 |  |  | 1 |  |  | 1 | [20 empty] | 1 |  |  |  | 1 | [5 empty] | 1 | [6 empty] | 1 |  | 1 |  | Not currently undertaken. Significant accuracy issues of CER performance/operational data |  | New capability required | Not currently undertaken. Significant accuracy issues of CER performance/operational data
Operate |  | Visibility & Predictability | Dx Data | CER MASTER DATA | CER MASTER DATA | OTN24 |  |  | Operate Dx data registries | [16 empty] | 1 | [9 empty] | 1 |  |  | 1 | [28 empty] | 1 |  |  |  | 1 | 1 | 1 |  |  |  | 1 | 1 | 1 | 1 |  |  |  | 1 |  |  | 1 |  |  | Capability exists
Operate |  | Orchestration | Customer Data | CER MASTER DATA | CER MASTER DATA | OTN25 |  |  | Operate Dx customer engagement & information systems | [16 empty] | 1 | [12 empty] | 1 | [28 empty] | 1 |  |  |  | 1 | 1 | 1 |  |  |  | 1 | 1 | 1 | 1 |  |  |  | 1 |  | 1 |  | Dx does not have direct customer relationship, Customer data likely to have quality issues |  | Augmentation required | DNSPs do not have direct customer relationships Data quality for customers likely to have quality issues
Operate | FPO(STPASA) TDC | Visibility & Predictability | Dx Outage Plan | OUTAGE PLAN | POWER SYSTEM MODELS | OTN26 |  | FP.D4 | Develop Dx outage plan | [16 empty] | 1 | [39 empty] | 1 |  | 1 |  |  |  |  | 1 | [5 empty] | 1 |  |  |  |  | 1 |  |  | 1 |  | Dx outage plans are not shared with TNSP, AEMO or participants |  | Augmentation required | Dx outage plans are not shared with TNSP, AEMO or retailer yet. Retailers/Customer Agents may want to see which NMIs in their VPPs would be affected by planned / unplanned outages so that they can be removed from portfolio activities for the day CER not yet at scale where DNSPs can procure network services to support outage planning, but this may be possible as CER scale
Operate/ Trade | FPO(STPASA) TDC | Visibility & Predictability | Dx Network Constraints | DOE | FORECASTING | OTN27 |  | FP.SoD2 | Calculate and provide Dx Network Constraints | [26 empty] | 1 |  |  |  | 1 | 1 |  |  | 1 |  |  | 1 | [6 empty] | 1 | 1 | [9 empty] | 1 | 1 | 1 | 1 |  |  |  |  | 1 | [5 empty] | 1 | [5 empty] | 1 |  | 1 |  | Hosting capacity calculations not widespread across NEM |  | Capability exists
Operate/ Trade | FPO(STPASA) | Orchestration | CER Services | CER SERVICE OFFERS | CONTRACTS | OTN28 |  |  | Manage Dx Network constraints through CER service | [26 empty] | 1 | [7 empty] | 1 | [9 empty] | 1 | 1 | [9 empty] | 1 | 1 | 1 | 1 |  |  |  | 1 | 1 | 1 |  |  |  | 1 | 1 | 1 |  |  |  |  | 1 |  | 1 |  | CER services for Dx has limited application at present. DOE offers for pv flex not widespread across NEM |  | Augmentation required | Limited (if any) CER services procured to manage network constraints, other than DOE rollouts for pv
Operate/ Trade | FPO(STPASA) | Orchestration | Dx Forecast | LOCATIONAL SERVICES | CONTRACTS | OTN28.s |  | FP.SoD3 | Generate Dx network services forecast | [26 empty] | 1 |  |  |  | 1 | 1 |  |  | 1 |  |  | 1 | [6 empty] | 1 | 1 | [9 empty] | 1 | 1 | 1 | 1 |  |  |  | 1 | [5 empty] | 1 | [6 empty] | 1 |  | 1 |  | Dx forecast not shared at present (or generated for STPASA timelines) |  | Augmentation required | Dx forecast not shared at present (or generated for STPASA timelines)
Operate/ Trade | FPO(STPASA) | Orchestration | Dx network services tenders | LOCATIONAL SERVICES | CONTRACTS | OTN28.s |  | FP.SoD4 | Publish Dx network services forecast and release requests | [16 empty] | 1 | [9 empty] | 1 | [7 empty] | 1 | [9 empty] | 1 | [14 empty] | 1 |  |  |  |  | 1 |  |  |  |  | 1 |  |  |  |  | 1 |  |  | 1 |  | Tenders not standardised |  | Augmentation required | Dx services not clearly defined or standardised
Operate/ Trade |  | Security | Delivery trigger | ACTIVATION | TRANSACTIONS | OTN29 |  |  | Trigger Dx network service dispatch | [16 empty] | 1 | [9 empty] | 1 | [17 empty] | 1 | [13 empty] | 1 |  |  |  | 1 | [5 empty] | 1 | [7 empty] | 1 |  | 1 |  |  | Capability exists
Operate |  | Security | Safety Protocols | COMPLIANCE | CER MASTER DATA | OTN30 |  |  | Ensure Dx public and workforce safety | [16 empty] | 1 | [15 empty] | 1 | [26 empty] | 1 |  |  |  |  | 1 | [5 empty] | 1 |  |  |  | 1 |  |  |  | 1 |  |  | Capability exists
Operate |  | Orchestration | Payment notice | FINANCIAL | TRANSACTIONS | OTN31 |  |  | Settle Dx Network service payments | [16 empty] | 1 | [9 empty] | 1 | [17 empty] | 1 | [14 empty] | 1 |  |  |  |  | 1 | [5 empty] | 1 | [5 empty] | 1 | 1 |  | Not yet fully digitalised and standardised |  | Augmentation required | Not yet fully digitalised and standardised
Operate |  | Security | Safety Protocols | COMPLIANCE | CER MASTER DATA | OTN32 |  |  | Ensure Tx public and workforce safety | [28 empty] | 1 |  |  |  | 1 | [26 empty] | 1 |  |  |  |  | 1 | [5 empty] | 1 |  |  |  | 1 |  |  |  | 1 |  |  | Capability exists
Operate/ Trade | FPO(STPASA) TDC | Security | Tx Network Constraints | DOE | FORECASTING | OTN33 |  | FP.T7 | Calculate and provide Tx Network constraint | [28 empty] | 1 | [5 empty] | 1 | [9 empty] | 1 | 1 | [9 empty] | 1 | 1 |  | 1 |  |  |  |  | 1 | [5 empty] | 1 | [5 empty] | 1 |  |  | 1 |  |  | Capability exists
Operate/ Trade |  | Orchestration | Tx network services forecasts | LOCATIONAL SERVICES | CONTRACTS | OTN34 |  |  | Manage Tx Network constraints through CER services | [27 empty] | 1 | 1 | [5 empty] | 1 | [10 empty] | 1 | [9 empty] | 1 | 1 |  | 1 |  |  |  | 1 | [5 empty] | 1 | [6 empty] | 1 |  | 1 |  | CER services for Tx not undertaken currently |  | New capability required | CER services for Tx not undertaken currently
Operate/ Trade |  | Orchestration | Delivery trigger | ACTIVATION | TRANSACTIONS | OTN35 |  |  | Trigger Tx network service dispatch | [27 empty] | 1 | 1 | [15 empty] | 1 | [13 empty] | 1 |  |  |  | 1 | [5 empty] | 1 | [7 empty] | 1 |  | 1 |  |  | Capability exists
Operate |  | Orchestration | Payment notice | FINANCIAL | TRANSACTIONS | OTN36 |  |  | Settle Tx Network service payments | [27 empty] | 1 | 1 | [15 empty] | 1 | [14 empty] | 1 |  |  |  |  | 1 | [5 empty] | 1 | [5 empty] | 1 | 1 |  | Not yet fully digitalised and standardised |  | Augmentation required | Not yet fully digitalised and standardised.
Operate |  | Visibility & Predictability | Tx Data | CER MASTER DATA | CER MASTER DATA | OTN37 |  |  | Operate Tx data registries | [28 empty] | 1 | [16 empty] | 1 | [9 empty] | 1 |  |  | 1 |  |  |  | 1 | 1 | 1 |  |  |  | 1 | 1 | 1 | 1 |  |  |  | 1 |  |  | 1 |  |  | Capability exists
Operate |  | Visibility & Predictability | Customer Data | CER MASTER DATA | CER MASTER DATA | OTN38 |  |  | Operate Tx customer engagement & information systems | [28 empty] | 1 | [16 empty] | 1 | [9 empty] | 1 |  |  |  | 1 |  |  | 1 | 1 | 1 |  |  |  | 1 | 1 | 1 | 1 |  |  |  | 1 |  |  | 1 |  |  | Capability exists
Operate |  | Visibility & Predictability | Tx Network Models | PS MODELS | POWER SYSTEM MODELS | OTN39 |  |  | Manage Tx network models | [28 empty] | 1 | [16 empty] | 1 | [10 empty] | 1 |  | 1 |  |  |  |  | 1 | [5 empty] | 1 | [5 empty] | 1 | 1 | 1 |  | CER not included in network models (CERs are linked to NMIs, which are the end point of the network model. |  | Augmentation required | CER to be incorporated into network models
Operate/ Trade | FPO(STPASA) | Orchestration | Opportunities (Market and NonMarket) | MARKET OUTLOOK REPORT/PUBLICATION | FORECASTING | OTN41 |  | FP.CA3 | Analyse market and off-market opportunities | [15 empty] | 1 | [18 empty] | 1 | [9 empty] | 1 | [13 empty] | 1 | 1 |  | 1 | 1 | [5 empty] | 1 | [6 empty] | 1 |  | 1 |  | Limited market opportunities, and potentially limited access to off-market opporutnities |  | Augmentation required | Customer agent capability exists but lack of standardisation and publication makes their job much harder
Trade | FPO(STPASA) | Visibility & Predictability | Contract | PORTFOLIO | CONTRACTS | OTN42 |  | FP.CA5 | Manage CER customer contracts, including impact of customer preferences | [15 empty] | 1 | [16 empty] | 1 |  |  | 1 | [22 empty] | 1 |  |  | 1 |  | 1 | [5 empty] | 1 | [5 empty] | 1 |  |  | 1 |  |  | Augmentation required | Customer protections to be updated/introduced.
Operate/ Trade | FPO(STPASA) | Orchestration | CER Portfolio & Capacity | FORECAST | FORECASTING | OTN43 |  | FP.CA2 | Forecast portfolio (VSRs) capacities | [58 empty] | 1 |  |  |  | 1 | [5 empty] | 1 | [6 empty] | 1 |  | 1 |  | Retailer/aggregator operational forecasts not currently shared, though IPRR will change this. |  | Augmentation required | Dx outage plans are not shared with Retailer/Customer Agent yet. Retailers/Customer Agents may want to see which NMIs in their VPPs would be affected by planned / unplanned outages so that they can be removed from portfolio activities for the day
Operate/ Trade | FPO(STPASA) | Security | DOE profile baseline | DOE | FORECASTING | OTN44 |  | FP.CA6 | Ingest DOE (system normal) | [16 empty] | 1 | [9 empty] | 1 | [7 empty] | 1 | [9 empty] | 1 | [13 empty] | 1 |  |  |  |  | 1 |  |  |  |  | 1 | [6 empty] | 1 |  | 1 |  | Accuracy of DOEs uncertain due to lack of available accurate CER data and nascent of DOE tech |  | Augmentation required | Function to maximise use of hosting capacity impacted by lack of visibility of CER connected to the network. Currently no relationship for DOE advice between distributors and system operator. Provisions of 'aggregate' Dx capacities not defined (e.g. at what level). No defined and standardised way to calculate aggregregate Dx capacities and communicate them. Limited CER (and VPP operators) able to receive and act upon DOEs
Trade |  | Visibility & Predictability | Bids and Offers | MARKET | TRANSACTIONS | OTN45 |  |  | Maintain Prudentials within Bids & Offers | [15 empty] | 1 |  | 1 | [32 empty] | 1 | [7 empty] | 1 |  |  | 1 | 1 | [5 empty] | 1 | [7 empty] | 1 | 1 |  | CER aggregators do not participate in the energy market, though IPRR will change this. |  | Augmentation required | CER aggregators do not participate in the energy market, though IPRR will change this.
Trade | FPO(STPASA) | Visibility & Predictability |  | PORTFOLIO | CONTRACTS | OTN45.s |  | FP.CA8 | Optimise CER capacity / flexibility contributions | [16 empty] | 1 | [9 empty] | 1 | [7 empty] | 1 | [9 empty] | 1 | [13 empty] | 1 |  |  |  |  | 1 | 1 |  |  |  |  | 1 | 1 |  |  |  |  | 1 |  | 1 |  | CER aggregators do not participate in the energy market, though IPRR will change this. |  | Augmentation required | Limited opportunity for VPPs to provide services to multiple parties or markets - ability to optimise across opportunities likely limited (if non existent)
Trade |  | Orchestration | Bids and Offers | MARKET | TRANSACTIONS | OTN46 |  |  | Provide ongoing Bids | [15 empty] | 1 | [34 empty] | 1 | [7 empty] | 1 |  |  |  | 1 | [5 empty] | 1 | [7 empty] | 1 | 1 |  | CER aggregators do not participate in the energy market, though IPRR will change this. |  | Augmentation required | CER aggregators do not participate in the energy market, though IPRR will change this.
Operate/ Trade |  | Visibility & Predictability | CER Portfolio & Capacity | PORTFOLIO | CONTRACTS | OTN47 |  |  | CER Portfolio establishment & management | [15 empty] | 1 | [18 empty] | 1 | [15 empty] | 1 | [7 empty] | 1 |  |  |  |  | 1 | [5 empty] | 1 | [5 empty] | 1 |  | 1 |  |  |  | Augmentation required | Dx outage plans are not shared with Retailer/Customer Agent yet. Retailers/Customer Agents may want to see which NMIs in their VPPs would be affected by planned / unplanned outages so that they can be removed from portfolio activities for the day CER portfolio management limited to off-market arrangements now given no access to wholesale market CER portfolio registration capability required for market purposes
Operate/ Trade |  | Security | Communication Channel | COMMISSIONING | CER MASTER DATA | OTN48 |  | OE.Co1 OE.Co2 OE.Co3 | Establish communication channel | [15 empty] | 1 | [16 empty] | 1 |  |  | 1 | [6 empty] | 1 | [15 empty] | 1 |  |  |  | 1 | [5 empty] | 1 | [6 empty] | 1 |  | 1 |  | Some VPP platforms may be restricted to certain CER vendor APIs, limiting the range of CER they can communicate with as well as the latency of communicatin |  | Augmentation required | Some VPP platforms may be restricted to certain CER vendor APIs, limiting the range of CER they can communicate with as well as the latency of communication
Trade |  | Security | Dispatch Instructions | ACTIVATION | TRANSACTIONS | OTN49 |  |  | Ingest Dispatch Instructions | [21 empty] | 1 | [22 empty] | 1 | [13 empty] | 1 |  |  |  | 1 | [5 empty] | 1 | [7 empty] | 1 |  | 1 |  |  | Capability exists
Operate | OTE | Orchestration | VSRs | PORTFOLIO | CONTRACTS | OTN50 |  | OE.CA5 | Manage CERs in their VSRs | [15 empty] | 1 | [16 empty] | 1 | [9 empty] | 1 | [15 empty] | 1 |  |  |  |  | 1 |  |  |  |  | 1 | [6 empty] | 1 |  | 1 |  |  |  | Augmentation required | Dx outage plans are not shared with Retailer/Customer Agent yet. Retailers/Customer Agents may want to see which NMIs in their VPPs would be affected by planned / unplanned outages so that they can be removed from portfolio activities for the day CER portfolio management limited to off-market arrangements now given no access to wholesale market CER portfolio registration capability required for market purposes
Operate | OTE | Security | Market Notices | MARKET NOTICE | OPERATIONS | OTN51 |  | OE.CA1 | Monitor market notices | [27 empty] | 1 | [16 empty] | 1 | [13 empty] | 1 |  |  |  | 1 | [5 empty] | 1 | [5 empty] | 1 |  |  |  | 1 |  |  | Capability exists
Trade |  | Visibility & Predictability | Aggregated Performance telemetry | TELEMETRY (PORTFOLIO) | MEASUREMENTS | OTN52 |  |  | Calculate and provide aggregated telemetry | [15 empty] | 1 | [18 empty] | 1 | [15 empty] | 1 | [7 empty] | 1 |  |  |  | 1 | [5 empty] | 1 | [5 empty] | 1 |  |  | 1 |  | Scalable way to provide operational telemetry to multiple parties does not exist. Significant accuracy issues of CER performance/operational data |  | Augmentation required | Lack of defined processes re: sharing rights and obligations. Lack of standardised and cost-effective way to share operational data
Trade |  | Visibility & Predictability | Settlement notice | FINANCIAL | TRANSACTIONS | OTN53 |  |  | Participate in Settlement | [15 empty] | 1 | [34 empty] | 1 | [7 empty] | 1 | [5 empty] | 1 | [5 empty] | 1 |  |  |  |  | 1 |  |  | 1 | VPP involvement in settlement to be implemented as part of IPRR |  | Capability exists
Operate |  | Visibility & Predictability | Payment | FINANCIAL | TRANSACTIONS | OTN54 |  |  | Provide incentives or Receive payments | [15 empty] | 1 | [16 empty] | 1 |  |  | 1 | [23 empty] | 1 |  |  |  |  | 1 | [5 empty] | 1 |  |  |  |  | 1 |  |  | 1 |  |  | Capability exists
Operate | MAEC | Visibility & Predictability | Performance telemetry | TELEMETRY (DEVICE) | MEASUREMENTS | OTN55 |  | MC.CA1 | Monitor conformity of customer's CER |  |  |  | 1 |  |  | 1 | [6 empty] | 1 | [20 empty] | 1 | [9 empty] | 1 | [13 empty] | 1 |  |  |  | 1 | [5 empty] | 1 | [6 empty] | 1 |  | 1 |  | Not currently undertaken. Significant accuracy issues of CER performance/operational data |  | New capability required | Lack of clear standards that CER must conform to. Lack of clear compliance and conformance processes.
Trade |  | Orchestration | Network Constaints | DOE | FORECASTING | OTN56 |  |  | Receive Network constraints for CER | [26 empty] | 1 |  |  |  | 1 | 1 |  |  | 1 |  |  | 1 | [6 empty] | 1 |  | 1 | [9 empty] | 1 |  | 1 |  |  |  | 1 | [5 empty] | 1 | [6 empty] | 1 |  | 1 |  | Not undertaken at present |  | New capability required | Function to maximise use of hosting capacity impacted by lack of visibility of CER connected to the network. Currently no relationship for DOE advice between distributors and system operator. No defined and standardised way to calculate aggregate Dx capacities and communicate them.
Trade |  | Orchestration | Network Constaints | DOE | FORECASTING | OTN57 |  |  | Prepare & respond to network constraints | [15 empty] | 1 | [18 empty] | 1 | [9 empty] | 1 |  | 1 | [9 empty] | 1 |  | 1 |  |  |  | 1 | [5 empty] | 1 | [6 empty] | 1 |  | 1 |  | Limited CER able to respond to export limts being reduced |  | Augmentation required | Function to maximise use of hosting capacity impacted by lack of visibility of CER connected to the network. Currently no relationship for DOE advice between distributors and system operator. Provisions of 'aggregate' Dx capacities not defined (e.g. at what level). No defined and standardised way to calculate aggregregate Dx capacities and communicate them. Limited CER (and VPP operators) able to receive and act upon DOEs
Trade | FPO(MLT) | Orchestration | Off-market transaction agreements | LOCATIONAL SERVICES | CONTRACTS | OTN58 |  | P.CA8 | Negotiate and structure transations | [16 empty] | 1 | 1 | [8 empty] | 1 | 1 | 1 | [15 empty] | 1 | [15 empty] | 1 |  |  |  | 1 | 1 | 1 | 1 |  |  | 1 | [5 empty] | 1 | 1 |  | Bespoke, bilateral contracts that are not scalable. |  | Augmentation required | Contracts are not currently standardised. B2B system to register interest and secure contracts required
Operate | OTE | Security | Signal | OPERATIONAL INTERVENTION | OPERATIONS | OTN59 |  | OE.CA2 | Receive direction to manage their (VSR) portfolios | [16 empty] | 1 | [9 empty] | 1 | [17 empty] | 1 | [13 empty] | 1 | [8 empty] | 1 | [5 empty] | 1 |  | 1 |  |  | 1 |  |  | Capability exists
Operate | OTE | Security | Compensation Application | CONFORMANCE | FORECASTING | OTN60 |  | OE.CA3 | Participate in RERT function | [15 empty] | 1 | [26 empty] | 1 | [15 empty] | 1 | 1 | [7 empty] | 1 |  |  | 1 |  |  |  |  | 1 |  |  | 1 |  |  | Capability exists
Operate |  | Visibility & Predictability | Compensation Application | CONFORMANCE | FORECASTING | OTN61 |  |  | Develop compensation claim application | [15 empty] | 1 | [22 empty] | 1 |  |  | 1 | [17 empty] | 1 |  |  |  |  | 1 | [5 empty] | 1 |  |  |  | 1 |  |  | 1 |  |  |  | Augmentation required | CER Conformance and compensation claim arrangements not defined or available
Operate | OTE | Visibility & Predictability | MSL2/LOR2 Notification | ACTIVATION | TRANSACTIONS | OTN62 | OTN48.s | OE.Co2 | Issue messages to CER | [13 empty] | 1 | [21 empty] | 1 | [22 empty] | 1 |  |  |  | 1 | [5 empty] | 1 | [7 empty] | 1 | 1 |  | Some VPP platforms may be restricted to certain CER vendor APIs, limiting the range of CER they can communicate with as well as the latency of communicatin |  | Augmentation required | Some VPP platforms may be restricted to certain CER vendor APIs, limiting the range of CER they can communicate with as well as the latency of communication
Operate | OTE | Security | Performance telemetry | TELEMETRY (DEVICE) | MEASUREMENTS | OTN63 | OTN48.s | OE.Co3 | Provide operational data to customer agent | [13 empty] | 1 | [20 empty] | 1 | [9 empty] | 1 | [11 empty] | 1 |  | 1 |  |  |  | 1 | [7 empty] | 1 |  |  |  |  | 1 |  | 1 |  | Significant accuracy issues of CER performance/operational data. |  | Augmentation required | Lack of defined processes re: sharing rights and obligations. Lack of standardised and cost-effective way to share operational data
Operate |  | Orchestration | Contract | LOCATIONAL SERVICES | CONTRACTS | OTN64 |  |  | Engage off market CER flexibility services | [13 empty] | 1 | [20 empty] | 1 | [9 empty] | 1 | 1 | [9 empty] | 1 | 1 |  | 1 |  |  |  | 1 | [5 empty] | 1 | [5 empty] | 1 |  |  | 1 |  | Bespoke, bilateral contracts that are not scalable. |  | Augmentation required | Contracts are not currently standardised. B2B system to register interest and secure contracts required
Operate | FPO(STPASA) | Orchestration | CER Forecast | LOCATIONAL SERVICES | CONTRACTS | OTN64.s |  | FP.R7 | Receive CER availability to acquire off-market services | [13 empty] | 1 | [20 empty] | 1 | [9 empty] | 1 | 1 | [9 empty] | 1 | 1 |  | 1 | [8 empty] | 1 | [5 empty] | 1 |  | 1 |  | 1 |  |  |  | Augmentation required | Dx services not clearly defined or standardised
Operate | FPO(STPASA) | Orchestration | Retail flex forecast | FLEX (RETAIL) | CONTRACTS | OTN64.s |  | FP.R4 | Generate retail flexibility services forecast | [13 empty] | 1 | [20 empty] | 1 | [9 empty] | 1 | 1 | [9 empty] | 1 | 1 |  | 1 |  |  |  | 1 | [6 empty] | 1 |  |  |  | 1 |  | 1 |  | 1 |  |  |  | New capability required | Retail flex services not clearly defined or standardised
Operate | FPO(STPASA) | Orchestration | Retail flexibility tenders | FLEX (RETAIL) | CONTRACTS | OTN64.s |  | FP.R5 | Publish retail flexibility services forecast and release requests | [17 empty] | 1 | [16 empty] | 1 | [9 empty] | 1 | [14 empty] | 1 |  |  |  |  | 1 |  |  |  |  | 1 |  |  |  |  | 1 |  |  | 1 |  | Tenders not standardised |  | New capability required | Retail flex services not clearly defined or standardised
Operate/ Trade |  | Orchestration | Contract | LOCATIONAL SERVICES | CONTRACTS | OTN65 |  |  | Trigger off market financial agreement for flexibility Service | [17 empty] | 1 | [26 empty] | 1 | [13 empty] | 1 |  |  |  | 1 | [5 empty] | 1 | [6 empty] | 1 |  | 1 |  | No standardised or scalable way to trigger dispatch across flexibility services to many customer agents - bespoke integrations required. |  | Augmentation required | No standardised or scalable way to trigger dispatch across flexibility services to many customer agents - bespoke integrations required.
Operate |  | Orchestration | Settlement notice | FINANCIAL | TRANSACTIONS | OTN66 |  |  | Settle off market flexibility service payments | [17 empty] | 1 | [26 empty] | 1 | [14 empty] | 1 |  |  |  |  | 1 | [5 empty] | 1 | [5 empty] | 1 | 1 |  | Not yet fully digitalised and standardised. |  | Augmentation required | Off-market services not fully defined or standardised
Operate |  | Visibility & Predictability | Service Order | CUSTOMER COMMS | OPERATIONS | OTN67 |  |  | Facilitate maintenance Of CER |  |  |  | 1 | [11 empty] | 1 | [18 empty] | 1 | [10 empty] | 1 | [15 empty] | 1 |  |  | 1 | [5 empty] | 1 |  |  |  |  | 1 |  |  | 1 |  |  | Capability exists
Operate |  | Visibility & Predictability | Payment | FINANCIAL | TRANSACTIONS | OTN68 |  |  | Receive incentives or make Payment | [15 empty] | 1 | [16 empty] | 1 |  |  | 1 | [23 empty] | 1 |  |  |  |  | 1 | [5 empty] | 1 |  |  |  |  | 1 |  |  | 1 |  |  | Capability exists
Operate |  | Visibility & Predictability | Notification | CUSTOMER COMMS | OPERATIONS | OTN69 |  |  | Tracking usage and receive alerts | [15 empty] | 1 | [16 empty] | 1 |  |  | 1 | [23 empty] | 1 |  |  | 1 | [5 empty] | 1 | [6 empty] | 1 |  |  | 1 |  |  | Capability exists
Operate | MAEC | Visibility & Predictability | VSR Measurement | ACTIVATION | TRANSACTIONS | OTN70 |  | MC.Mo1 | Measure VSR Portfolio | [15 empty] | 1 |  | 1 | [16 empty] | 1 | [15 empty] | 1 | [7 empty] | 1 |  |  |  | 1 |  | 1 | 1 |  |  | 1 | [6 empty] | 1 |  | 1 |  | VSR portfolio measurement guidelines to be confirmed / clarified |  | New capability required | Significant issues with accuracy/visibility of CER operational data. Lack of clear standards that CER must conform to. Lack of clear compliance and conformance processes. Role of the CER Conformance Monitor not defined or assigned to any actor.
Operate | MAEC CTS | Visibility & Predictability | Performance telemetry | TELEMETRY (DEVICE) | MEASUREMENTS | OTN71 |  | MC.Mo3 | Measure CER/site energy flow | [13 empty] | 1 | [17 empty] | 1 |  |  | 1 | [23 empty] | 1 |  |  |  | 1 | [5 empty] | 1 | [5 empty] | 1 |  |  | 1 |  | Significant accuracy issues of CER performance/operational data Conformance roles do not currently exist and new processes and interfaces need to be built/implemented to define and provide the required level of data for conformance monitoring. |  | New capability required | Significant issues with accuracy/visibility of CER operational data. Lack of clear standards that CER must conform to. Lack of clear compliance and conformance processes. Role of the CER Conformance Monitor not defined or assigned to any actor.
Operate | MAEC | Security | CER Performance Assessment | TELEMETRY (DEVICE) | MEASUREMENTS | OTN72 |  | MC.As8 | Conformity Assessment of CERs performance standards |  |  | 1 | [27 empty] | 1 |  |  |  | 1 | [24 empty] | 1 |  |  |  | 1 | [5 empty] | 1 | [5 empty] | 1 |  | 1 |  | Not currently undertaken. Significant accuracy issues of CER performance/operational data Performance standards to be defined and implemented |  | New capability required | Lack of clear standards that CER must conform to. Lack of clear compliance and conformance processes. Role of the CER Conformance Assessor not defined or assigned to any actor.
Operate | MAEC | Visibility & Predictability | DOE Conformity Assessment | TELEMETRY (DEVICE) | MEASUREMENTS | OTN73 |  | MC.As7 | DOE Conformity Assessment |  | 1 | [27 empty] | 1 |  |  |  |  | 1 | [23 empty] | 1 |  |  |  | 1 | [6 empty] | 1 | [5 empty] | 1 |  | 1 |  | Not currently undertaken. Significant accuracy issues of CER performance/operational data Performance standards to be defined and implemented |  | New capability required | Lack of clear standards that CER must conform to. Lack of clear compliance and conformance processes. Role of the CER Conformance Assessor not defined or assigned to any actor.
Operate | MAEC | Orchestration | CER/Site DOEs | DOE | FORECASTING | OTN73.s | OTN23.s | MC.As2 | Access relevant DOEs | [16 empty] | 1 | [13 empty] | 1 | 1 |  |  | 1 |  |  | 1 | [20 empty] | 1 |  |  |  | 1 | [5 empty] | 1 | [6 empty] | 1 |  | 1 |  | Only few DNSPs offering OE arrangements |  | Augmentation required | OEs limited to a few DNSPs only
Operate | MAEC | Visibility & Predictability | Telemetry Assessment | TELEMETRY (DEVICE) | MEASUREMENTS | OTN74 |  | MC.As20 | Independent Telemetry Assessment |  |  | 1 | [27 empty] | 1 |  |  |  | 1 |  |  | 1 | [20 empty] | 1 | [5 empty] | 1 | [5 empty] | 1 |  |  |  |  | 1 |  | 1 |  | Not currently undertaken. Significant accuracy issues of CER performance/operational data Performance standards to be defined and implemented |  | New capability required | Lack of clear standards that CER must conform to. Lack of clear compliance and conformance processes. Role of the CER Conformance Assessor not defined or assigned to any actor. Telemetry assessment methodology and criteria for assessment to be defined
Operate | MAEC | Security | NSS Conformity Assessment | CONFORMANCE | FORECASTING | OTN75 |  | MC.As9 | Triggered Network Services Conformity Assessment |  | 1 | [29 empty] | 1 |  |  | 1 |  |  | 1 | [20 empty] | 1 |  |  |  | 1 | [5 empty] | 1 | [6 empty] | 1 |  | 1 |  | Not currently undertaken. Significant accuracy issues of CER performance/operational data Performance standards to be defined and implemented |  | New capability required | Lack of clear standards that CER must conform to. Lack of clear compliance and conformance processes. Role of the CER Conformance Assessor not defined or assigned to any actor.
Operate | FPO(STPASA) OTE MAEC FPO(MLT) CTS | Visibility & Predictability | Identity and Access; Pub/Sub rules? | OPERATIONAL ASSESSMENT | FORECASTING | OTN76 |  |  | Facilitate Data Exchange | 1 | 1 | 1 |  | 1 |  |  |  | 1 | 1 |  | 1 | 1 | 1 |  | 1 | 1 | 1 |  |  |  | 1 |  |  |  |  | 1 | 1 | 1 | 1 | 1 | 1 | 1 | 1 | 1 | 1 |  | 1 | 1 |  | 1 | 1 | 1 |  | 1 | 1 | 1 |  |  |  | 1 |  |  |  |  | 1 | 1 | 1 | 1 |  |  |  | 1 | [5 empty] | 1 | [7 empty] | 1 | 1 |  |  |  | New capability required | No industry-level CER data exchange solution available, nor dedicated role/responsibility defined or assigned to an actor.
Operate | FPO(STPASA) TDC | Security | Tx Capacities and Limits Advice | DOE | FORECASTING | OTN77 |  | FP.T2 | Provide Tx capacities and limits advice | [28 empty] | 1 | [27 empty] | 1 |  |  |  |  | 1 | 1 | [5 empty] | 1 | [5 empty] | 1 |  |  | 1 |  | No standardised network model across NEM that can enable CIM transfers and direct ingestion to network model. |  | Augmentation required | Impact of CER portfolios / VPP operatons on transmission constraint not currently considered (as not enough scale so impact is currently immaterial)
Operate | FPO(STPASA) TDC | Visibility & Predictability | Performance telemetry and weather data | HISTORIC TELEMETRY | MEASUREMENTS | OTN78 |  | FP.T3 | Create Tx operational forecasts (Input: Historical load and generation forecasts and weather data) | [28 empty] | 1 | [5 empty] | 1 | [21 empty] | 1 |  | 1 |  |  |  | 1 | [6 empty] | 1 |  |  |  |  | 1 |  |  | 1 |  | Bottom-up CER forecasts are not available to feed into Tx forecasts |  | Augmentation required | Issues in accuracy of CER data. Bottom-up CER forecasts are not available to feed into Tx forecasts
Operate | FPO(STPASA) TDC | Visibility & Predictability | Tx Outage Plan | OUTAGE PLAN | POWER SYSTEM MODELS | OTN79 |  | FP.T5 | Develop Tx outage plan | [28 empty] | 1 | [5 empty] | 1 | [21 empty] | 1 |  | 1 |  |  |  |  | 1 | [5 empty] | 1 |  |  |  |  | 1 |  |  |  | 1 |  |  | Capability exists
Operate/ Trade | FPO(STPASA) | Visibility & Predictability | Bids & Offers | FORECAST | FORECASTING | OTN80 |  | FP.CA1 | Create load and generation forecasts using historical data (Input: Historical load and generation forecasts and telemetry) | [15 empty] | 1 | [18 empty] | 1 | [7 empty] | 1 |  | 1 | [5 empty] | 1 | [5 empty] | 1 |  | 1 |  |  |  | 1 | [5 empty] | 1 | [6 empty] | 1 |  | 1 |  | Retailer/aggregator operational forecasts not currently shared, though IPRR will change this. |  | Augmentation required | Dx outage plans are not yet shared with Retailer/Customer Agent. Retailers/Customer Agents may want to see which NMIs in their VPPs would be affected by planned / unplanned outages so that they can be removed from portfolio activities for the day
Operate | FPO(STPASA) | Orchestration | Retail Forecast | FORECAST | FORECASTING | OTN81 |  | FP.R1 | Create retail operational forecasts (Input: Historical load and generation forecasts and telemetry) | [15 empty] | 1 |  | 1 | [16 empty] | 1 | [11 empty] | 1 |  |  |  | 1 | [5 empty] | 1 |  | 1 |  |  |  | 1 | [5 empty] | 1 | [5 empty] | 1 |  |  | 1 |  | Retailer/aggregator operational forecasts not currently shared, though IPRR will change this. |  | Augmentation required | Dx outage plans are not yet shared with Retailer/Customer Agent. Retailers/Customer Agents may want to see which NMIs in their VPPs would be affected by planned / unplanned outages so that they can be removed from portfolio activities for the day
Operate/ Trade | FPO(STPASA) | Orchestration | Off Market Service Request | LOCATIONAL SERVICES | CONTRACTS | OTN85 |  | FP.S17 | Generate Off-market system service request | [27 empty] | 1 | [6 empty] | 1 | [9 empty] | 1 | [10 empty] | 1 |  |  | 1 |  |  |  |  | 1 | [5 empty] | 1 | [5 empty] | 1 |  | 1 |  | Bespoke, bilateral contracts that are not scalable. |  | Augmentation required | Contracts are not currently standardised. B2B system to register interest and secure contracts required
Operate/ Trade | FPO(STPASA) | Orchestration | Off Market Service List | LOCATIONAL SERVICES | CONTRACTS | OTN86 |  | FP.S18 | Publish off-market system services,including emergency | [27 empty] | 1 | [6 empty] | 1 | [9 empty] | 1 | 1 | [9 empty] | 1 | 1 |  | 1 | [5 empty] | 1 | [5 empty] | 1 |  |  |  | 1 |  |  | 1 |  | Bespoke, bilateral contracts that are not scalable. |  | Augmentation required | Contracts are not currently standardised. B2B system to register interest and secure contracts required
Operate |  | Security | Network Security Assessment (Dx) | OPERATIONAL ASSESSMENT | FORECASTING | OTN88 |  |  | Monitor Dx networks and assess network security | [26 empty] | 1 | [18 empty] | 1 | [10 empty] | 1 | 1 | 1 |  |  |  | 1 | [5 empty] | 1 | [7 empty] | 1 | 1 |  |  |  | Augmentation required | Issues with accuracy of CER standing data and poor availability of monitoring data - e.g. CER telemetry and PQ data from metering providers that could be used for monitoring
Operate |  | Security | Network Security Assessment (Dx) | OPERATIONAL ASSESSMENT | FORECASTING | OTN89 |  |  | Operate different Dx network arrangements | [16 empty] | 1 | [41 empty] | 1 |  |  |  | 1 | [5 empty] | 1 | [7 empty] | 1 |  | 1 |  |  | Capability exists
Operate |  | Security | Network Security Assessment (Tx) | OPERATIONAL ASSESSMENT | FORECASTING | OTN90 |  |  | Monitor Tx networks and assess network security | [28 empty] | 1 | [27 empty] | 1 |  | 1 |  |  |  | 1 | [5 empty] | 1 | [7 empty] | 1 | 1 |  |  |  | Augmentation required | Immature sharing of CER related data / impacts of CER on operational data from DNSP to TNSP at the T-D interface
Operate |  | Security | Network Security Assessment (Tx) | OPERATIONAL ASSESSMENT | FORECASTING | OTN91 |  |  | Operate different Tx network arrangements | [28 empty] | 1 | [27 empty] | 1 |  | 1 |  |  |  | 1 | [5 empty] | 1 | [7 empty] | 1 |  | 1 |  |  | Capability exists
Operate | MAEC | Orchestration | Breach Report | CONFORMANCE | FORECASTING | OTN93 |  | MC.As17 | Provide breach report/notification |  | 1 | [32 empty] | 1 |  |  | 1 | 1 |  |  | 1 | [17 empty] | 1 |  |  |  |  | 1 | [5 empty] | 1 |  |  |  |  | 1 |  | 1 |  | Not currently undertaken. Significant accuracy issues of CER performance/operational data Performance standards to be defined and implemented Breach defintions to be defined |  | New capability required | Lack of clear standards that CER must conform to. Lack of clear compliance and conformance processes. Role of the CER Conformance Assessor not defined or assigned to any actor.
Operate |  | Visibility & Predictability | Network Operations Report | TXDX INTERFACE | OPERATIONS | OTN94 |  |  | Evaluate and report on network operation | [26 empty] | 1 | [31 empty] | 1 |  |  |  | 1 | [5 empty] | 1 | [7 empty] | 1 | 1 |  | Limited Dx network visibility |  | Augmentation required | Immature sharing of CER related data / impacts of CER on operational data from DNSP to TNSP at the T-D interface
Operate | FPO(STPASA) | Visibility & Predictability | Operational Forecasts (Dx) | FORECAST | FORECASTING | OTN95 |  |  | Create and update Dx operational forecasts | [26 empty] | 1 | [7 empty] | 1 | [10 empty] | 1 | [10 empty] | 1 | 1 | 1 |  |  |  | 1 | [5 empty] | 1 | [7 empty] | 1 | 1 |  | Dx forecasts not shared with Tx and SO Dx lacks visibility and predictability of CER |  | Augmentation required | Accuracy of market forecasts uncertain due to lack of available accurate CER data.
Operate/ Trade |  | Orchestration | DNP Notification | CUSTOMER COMMS | OPERATIONS | OTN96 |  |  | Trigger dynamic prices | [16 empty] | 1 | [15 empty] | 1 |  |  | 1 | [8 empty] | 1 | [13 empty] | 1 |  |  |  | 1 | [5 empty] | 1 | [5 empty] | 1 |  |  | 1 |  | Dynamic Network pricing only delivered as part of trials, not delivered at scale anywhere in the NEM |  | Augmentation required | DNP trigger and communication required at scale (full maturity) Full-passthrough by retailers required for effect
Operate | OTE | Visibility & Predictability | MSL2/LOR2 Notification | ACTIVATION | TRANSACTIONS | OTN97 | OTN48 | OE.Co1 | Receive Service requests (LOR2/MSL2) | [15 empty] | 1 | [26 empty] | 1 | [15 empty] | 1 |  |  |  | 1 | [5 empty] | 1 | [7 empty] | 1 | 1 |  | Service requests are broadcast in nature, no narrowcasting possible. Many CER inverters cannot receive service requests |  | Augmentation required | Highly manual emergency procedures
Oversee | IMIC | Visibility & Predictability | CER uptake metrics & report | MARKET OUTLOOK REPORT/PUBLICATION | FORECASTING | PO01 |  | I.TR1 | Track CER uptake and maturity | [11 empty] | 1 | [19 empty] | 1 |  | 1 |  |  | 1 | [7 empty] | 1 | 1 | 1 |  |  | 1 | 1 |  |  | 1 |  | 1 | 1 | 1 |  |  | 1 | [5 empty] | 1 | 1 |  |  |  |  | 1 | 1 | 1 |  |  |  | 1 |  |  | Augmentation required | CER uptake is being tracked today however, ongoing and consistent maturity assessments are not at target state. CER Regulator role does not exist
Plan |  | Visibility & Predictability | Market Trends | MARKET OUTLOOK REPORT/PUBLICATION | FORECASTING | PO02 |  |  | Monitor market trends influencing CER uptake and operation | [11 empty] | 1 | [19 empty] | 1 |  | 1 |  |  | 1 | [7 empty] | 1 | 1 | 1 |  |  | 1 | 1 |  |  | 1 |  | 1 | 1 | 1 |  |  | 1 | 1 |  |  | 1 |  | 1 | 1 |  |  | 1 | 1 | 1 | 1 | 1 | 1 |  | 1 |  |  |  | Augmentation required | CER Regulator role does not exist. While ISP has models for CER uptake, market monitoring data is not an active process undertaken by any role
Oversee |  | Visibility & Predictability | CER incentive/credits | FINANCIAL | TRANSACTIONS | PO03 |  |  | Set, Adjust & track CER incentive/credits | [15 empty] | 1 |  | 1 | [7 empty] | 1 | [18 empty] | 1 |  | 1 |  |  |  | 1 | [9 empty] | 1 |  | 1 | 1 |  | 1 | 1 |  | 1 | 1 | 1 | 1 | 1 | 1 |  | 1 |  |  | 1 |  |  | Augmentation required | State governments currently have primary obligation to perform this capability. There is a gap in the ability to adjust and track CER incentives and credits in a single and consistent way.
Oversee |  | Visibility & Predictability | CER regulatory requirements & initiatives | COMPLIANCE | CER MASTER DATA | PO04 |  |  | Ensure CER regulatory requirements & initiatives awareness | [11 empty] | 1 |  |  |  | 1 |  | 1 | [8 empty] | 1 |  |  |  | 1 | 1 | [12 empty] | 1 |  | 1 |  |  | 1 | [5 empty] | 1 | 1 | 1 |  |  | 1 |  |  |  |  | 1 | 1 | 1 |  |  |  | 1 | 1 | 1 | 1 | 1 |  |  | 1 |  |  | Capability exists
Oversee | FPO(MLT) | Visibility & Predictability | Regulatory decisions report | MARKET OUTLOOK REPORT/PUBLICATION | FORECASTING | PO05 |  | P.CR4 | Generate regulatory decisions reports | [11 empty] | 1 | [43 empty] | 1 | 1 | 1 |  |  | 1 |  | 1 | 1 |  | 1 | 1 |  | 1 | 1 |  | 1 | 1 |  | 1 |  |  |  | 1 |  |  | Capability exists
Oversee |  | Security | Accreditation data | COMPLIANCE | CER MASTER DATA | PO06 |  |  | Accreditation and registration process | [11 empty] | 1 | [18 empty] | 1 | 1 | [5 empty] | 1 |  | 1 |  |  |  |  | 1 |  | 1 | [13 empty] | 1 |  |  |  |  | 1 | 1 |  |  |  |  | 1 | 1 |  |  | 1 |  |  | 1 |  |  | Augmentation required | Currently exists, however there are gaps compared to target state.
Oversee | CTS | Security | Accreditation Notice | REGULATORY INSTRUMENT | REPORTS | PO06.s |  | TC.CR5 | Accredit CER installer | [11 empty] | 1 | [22 empty] | 1 |  |  |  |  | 1 | [5 empty] | 1 | [8 empty] | 1 | [6 empty] | 1 | [5 empty] | 1 |  |  | 1 |  |  |  | 1 |  |  | 1 |  |  |  | New capability required | Lack of clear standards that CER must conform to. Lack of clear compliance and conformance processes such as installer accreditation.
Oversee |  | Security | Conformance frameworks | CONFORMANCE | FORECASTING | PO07 |  |  | Develop & refine conformance frameworks | [8 empty] | 1 | [13 empty] | 1 |  | 1 | [5 empty] | 1 | 1 | [5 empty] | 1 |  | 1 |  |  |  |  | 1 | 1 | 1 | [8 empty] | 1 |  |  |  |  | 1 | [5 empty] | 1 | [5 empty] | 1 |  | 1 |  |  | 1 |  | Conformance frameworks for CER not defined |  | Augmentation required | Conformance frameworks today are well defined for large generators, however there may be gaps in how conformance frameworks may treat portfolio level CER. CER specific markets / services etc., are not currently at target state, therefore best practice conformance has not been defined.
Oversee |  | Visibility & Predictability | CER/Site DOEs | DOE | FORECASTING | PO08 |  |  | Monitor DOE allocation |  |  | 1 | [8 empty] | 1 | [14 empty] | 1 |  |  |  |  | 1 |  |  | 1 | [9 empty] | 1 |  | 1 |  |  | 1 | [5 empty] | 1 |  |  | 1 |  |  |  | 1 | 1 |  |  |  |  | 1 | 1 |  | 1 | 1 |  |  | 1 |  | 1 |  | Capability limited across industry. |  | New capability required | No role defined for monitoring DOE allocations
Oversee |  | Security | Customer Protections Regulations | BREACH&COMPENSATION | CONTRACTS | PO09 |  |  | Administer Customer Protection | [11 empty] | 1 | [27 empty] | 1 |  |  |  |  | 1 | 1 | 1 | [7 empty] | 1 | [5 empty] | 1 |  |  |  | 1 | 1 | 1 | 1 | [7 empty] | 1 |  | 1 |  | Consumer protection regime being reviewed and requires expansion |  | Augmentation required | Electricity customer protections are mature. CER specific customer protections to be introduced and maintained.
Oversee |  | Visibility & Predictability | Distribution connections agreements regulation | REGULATORY INSTRUMENT | REPORTS | PO10 |  |  | Develop regulation for distribution connections agreements | [8 empty] | 1 |  |  | 1 | [12 empty] | 1 | [20 empty] | 1 | [14 empty] | 1 | [5 empty] | 1 |  |  |  |  | 1 | 1 | 1 |  | 1 |  |  | 1 |  |  | Capability exists
Oversee |  | Visibility & Predictability | CER default contract offers | AGREEMENT | CONTRACTS | PO11 |  |  | Develop CER default contract offers | [11 empty] | 1 | [32 empty] | 1 | 1 | 1 | [13 empty] | 1 |  |  |  |  | 1 | 1 |  |  |  |  | 1 | 1 |  | 1 |  |  | 1 |  | Likely to need uplift post consumer protections review |  | Augmentation required | Retail market default contract offers are mature today for commodity electricity offers. CER specific default contracts require development.
Oversee | CTS | Security | CER product certification & testing requirements | COMPLIANCE | CER MASTER DATA | PO12 |  | TC.CR.i1 | Authorise CER product certification & testing requirements | [11 empty] | 1 | [14 empty] | 1 | [12 empty] | 1 | [14 empty] | 1 | 1 |  | 1 |  |  | 1 |  |  |  |  | 1 | 1 | 1 |  |  |  | 1 | 1 | 1 | 1 |  |  | 1 |  | Maturity required |  | Augmentation required | Requirements for testing and certifying CER products exist today however, how the certification is stored and maintained requires uplift to reach target state level.
Oversee | CTS | Security | Product technical standards development framework | COMPLIANCE | CER MASTER DATA | PO13 |  | TC.CR.i2 | Define CER product technical standards development framework | [11 empty] | 1 |  |  |  |  | 1 | [8 empty] | 1 | [13 empty] | 1 | [14 empty] | 1 | 1 |  | 1 |  |  | 1 |  |  |  |  | 1 | 1 | 1 |  |  |  | 1 | 1 | 1 | 1 |  |  | 1 |  | Technical requirements & regulation to be determined |  | Augmentation required | Standards bodies have an established framework for defining CER product technical standards. A target state framework (including governance arrangements) that aligns with the broader regulatory model requires development.
Oversee | CTS | Security | CER performance standard | REGULATORY INSTRUMENT | REPORTS | PO13.s |  | TC.CR7 | Publish CER technical requirements | [11 empty] | 1 |  |  |  |  | 1 | [8 empty] | 1 | [33 empty] | 1 | [7 empty] | 1 |  |  |  |  | 1 |  | 1 |  |  | 1 |  | CER requirements for 200kW-5MW to be confirmed; |  | New capability required | Role of the CER Regulator needs to be defined. Technical standards need to be developed.
Oversee |  | Security | Customer protection laws enforcement rules | BREACH&COMPENSATION | CONTRACTS | PO14 |  |  | Add/Update rules to enforce customer protection laws | [8 empty] | 1 | [15 empty] | 1 | [28 empty] | 1 | [6 empty] | 1 | [5 empty] | 1 | [5 empty] | 1 |  |  | 1 |  |  | 1 |  |  | Capability exists
Oversee |  | Visibility & Predictability | Regulatory frameworks | REGULATORY INSTRUMENT | REPORTS | PO15 |  |  | Develop & refine regulatory frameworks | [8 empty] | 1 | [15 empty] | 1 | [35 empty] | 1 |  | 1 | 1 |  | 1 | 1 |  |  |  |  | 1 | 1 | 1 |  | 1 |  |  | 1 |  |  | Capability exists
Oversee |  | Visibility & Predictability | Monitoring report | CONFORMANCE | FORECASTING | PO16 |  |  | Develop monitoring & reporting frameworks | [27 empty] | 1 | [12 empty] | 1 | [14 empty] | 1 |  |  |  |  | 1 |  | 1 | 1 |  | 1 | 1 |  | 1 | 1 |  | 1 | 1 |  |  | 1 |  | 1 |  | Conformance frameworks for CER not defined |  | Augmentation required | No clear conformance frameworks for treating portfolio level CER. CER specific markets / services etc., are not at target state, therefore best practice conformance not defined. Lack of automated, event-driven monitoring data following disturbances Lack of situational awareness of under-frequency response available at any given time
Plan | FPO(MLT) TDC | Security | Emergency Operating Protocols | MARKET NOTICE | OPERATIONS | PO17 |  | P.S16 | Develop & publish emergency operating protocols | [27 empty] | 1 | [12 empty] | 1 |  |  |  |  | 1 | [9 empty] | 1 |  | 1 |  |  |  | 1 |  |  |  | 1 | 1 |  |  |  |  | 1 | 1 |  |  | 1 |  | 1 |  | Emergency backstop and other arrangements to manage CER in an emergency immature or non-existent |  | Augmentation required | Emergency backstop and other arrangements to manage CER in an emergency immature or non-existent; Roles required to be assigned / defined and coordination arrangements (via system integrations) to be established for emergencies Restart approach and tools insufficient to manage restoration from system black
Plan | FPO(MLT) TDC | Visibility & Predictability | Emergency tool performance test results | REGULATORY INSTRUMENT | REPORTS | PO18 |  | P.S17 | Test performance of emergency tools | [27 empty] | 1 | [27 empty] | 1 | [5 empty] | 1 | 1 | 1 |  | 1 | 1 |  |  |  |  | 1 | 1 | 1 |  | 1 |  | 1 |  |  |  | Augmentation required | Technologies immature; Emergency arrangements can be highly manual (limited systems in place to test); Roles to be defined and confirmed for emergencies
Plan | FPO(MLT) TDC | Visibility & Predictability | Performance data | COMPLIANCE | CER MASTER DATA | PO18.s |  | P.S18 | Share testing results |  |  | 1 | [45 empty] | 1 | [11 empty] | 1 | [5 empty] | 1 |  |  |  | 1 |  |  |  |  | 1 |  | 1 |  |  |  | Augmentation required | Performance data for CER not available
Plan | FPO(MLT) TDC | Visibility & Predictability | Emergency Operating Protocols | MARKET NOTICE | OPERATIONS | PO18.s |  | P.S19 | Publish emergency operating protocols |  |  | 1 | [8 empty] | 1 | [18 empty] | 1 | 1 |  | 1 | 1 |  | 1 | 1 |  | 1 | 1 |  |  |  | 1 | 1 | 1 |  | 1 | 1 | 1 |  |  | 1 | 1 | 1 | 1 | 1 |  |  |  | 1 | [5 empty] | 1 | [5 empty] | 1 | 1 |  |  | 1 |  | Operating procedures require significant improvements |  | Augmentation required
Plan | FPO(MLT) TDC | Visibility & Predictability | Integrated System Plan | MARKET OUTLOOK REPORT/PUBLICATION | FORECASTING | PO19 |  | P.S3 | Integrated grid planning account for CER impact & potential opportunities | [27 empty] | 1 | [17 empty] | 1 | [9 empty] | 1 |  | 1 |  |  |  | 1 | 1 | 1 |  | 1 | 1 |  | 1 | 1 |  | 1 | 1 |  |  | 1 |  | 1 |  |  |  | Augmentation required | Gaps in existing network and power system modelling capabilities compared to target state level, including the maintenance of more dynamic network models / simulation, at a more granular level of detail. Accounting for CER impact in system-level planning immature and not at target state
Plan | FPO(MLT) TDC | Security | System Security Plan | MARKET OUTLOOK REPORT/PUBLICATION | FORECASTING | PO20 |  | P.S5 | Planning for system security | [27 empty] | 1 | [27 empty] | 1 | [5 empty] | 1 | 1 | 1 |  | 1 | 1 |  | 1 | 1 |  | 1 | 1 |  |  | 1 |  | 1 |  |  |  | Augmentation required | Gaps in existing network and power system modelling capabilities compared to target state level, including the maintenance of more dynamic network models / simulation, at a more granular level of detail. Accounting for CER impact in system-level planning immature and not at target state
Plan | FPO(MLT) TDC | Security | System Restoration Strategy (Tx) | OPERATIONAL INTERVENTION | OPERATIONS | PO21 |  | P.S13 | Develop a restoration strategy | [27 empty] | 1 | [16 empty] | 1 | 1 | 1 | [8 empty] | 1 |  | 1 |  |  |  | 1 | 1 | 1 |  | 1 | 1 |  |  |  |  | 1 | 1 |  |  | 1 |  | 1 |  |  |  | Augmentation required | Current state restoration strategies may have gaps from a whole of system perspectives, given the role and interactions with CER deep in the system. CER standards, like compensatory controls, have not been considered from a target state perspective.
Plan |  | Visibility & Predictability | Market insights | MARKET OUTLOOK REPORT/PUBLICATION | FORECASTING | PO22 |  |  | Develop market insights | [21 empty] | 1 | [39 empty] | 1 | 1 | 1 |  | 1 | 1 |  | 1 | 1 |  | 1 | 1 |  |  | 1 |  | 1 |  |  |  | Capability exists
Plan |  | Visibility & Predictability | Workforce Capabilities Report | REGULATORY INSTRUMENT | REPORTS | PO23 |  |  | Review & report workforce capabilities | [19 empty] | 1 | [41 empty] | 1 | 1 | 1 |  | 1 | 1 |  |  |  |  | 1 | 1 | 1 |  | 1 |  | 1 |  |  |  | Augmentation required | Recently established capability that requires minor augmentation to formalise and make a routine component of long-term planning.
Plan/ Oversee |  | Visibility & Predictability | Goals and Strategies | MARKET OUTLOOK REPORT/PUBLICATION | FORECASTING | PO24 |  |  | Establish system goals & create strategies to effectively utilise CER | [22 empty] | 1 | [7 empty] | 1 | 1 | [5 empty] | 1 |  | 1 | 1 |  |  |  | 1 | 1 | 1 |  |  | 1 |  |  |  | 1 |  | 1 | 1 | 1 |  |  | 1 | 1 |  |  |  |  | 1 | 1 |  |  |  |  | 1 | 1 | 1 |  |  | 1 |  | No system-wide goals or strategies identified for CER integration, and underrepresentation of demand-side flexibility in system planning Limited dispatchability and market integration of CER |  | Augmentation required | Lack of NEM-wide approach and coordination on CER integration policies Accounting for CER impact in system-level planning and strategies immature and not at target state Underrepresentation of demand-side flexibility in system planning Limited dispatchability and market integration of CER
Oversee |  | Visibility & Predictability | Complaint report | CUSTOMER COMMS | OPERATIONS | PO25 |  |  | Monitor customer complaints |  | 1 | 1 |  | 1 | 1 |  |  | 1 |  | 1 | 1 |  |  |  | 1 | 1 | 1 |  | 1 |  | 1 | 1 |  | 1 | 1 | 1 | 1 | 1 | [7 empty] | 1 |  |  |  | 1 | [19 empty] | 1 |  | 1 | 1 |  | 1 | 1 |  |  |  | 1 | 1 | 1 |  |  | 1 |  |  | 1 |  |  | Capability exists
Oversee | FPO(MLT) | Security | Operating Protocol Approval | OPERATIONAL INTERVENTION | OPERATIONS | PO26 |  | P.J1 | Approve emergency operating protocols under high CER system security conditions | [19 empty] | 1 | [36 empty] | 1 |  |  |  |  | 1 | 1 | 1 |  | 1 | 1 |  |  |  |  | 1 | 1 |  |  | 1 |  | 1 |  |  |  | Capability exists
Oversee | MAEC | Visibility & Predictability | Corrective action report | CONFORMANCE | FORECASTING | PO28 |  | MC.E2 | Apply corrective action on non-conformance |  | 1 | [46 empty] | 1 | [11 empty] | 1 |  | 1 | 1 |  | 1 | 1 |  | 1 | 1 |  | 1 | 1 |  |  | 1 |  | 1 |  | Conformance frameworks for CER not defined |  | New capability required | Lack of clear standards that CER must conform to. No framework for monitoring defined. Lack of clear compliance and conformance processes. Role of the Enforcement Manager not defined or assigned to any actor.
Oversee | CTS | Visibility & Predictability | Corrective action report | BREACH&COMPENSATION | CONTRACTS | PO28.s |  | TC.EM2 | Apply corrective action for non compliance | [11 empty] | 1 |  |  |  | 1 | [10 empty] | 1 | 1 | 1 | [30 empty] | 1 |  |  |  | 1 | [6 empty] | 1 |  |  |  |  | 1 |  | 1 |  | Limited to physical installation errors (by Energysafety on installers) |  | Augmentation required | Only physical installation errors policed and enforced
Oversee | CTS | Visibility & Predictability | Non-conformance incident | CONFORMANCE | FORECASTING | PO28.s | PO29.s | MC.As18 | Report non-conformance | [11 empty] | 1 |  |  |  | 1 | [10 empty] | 1 | 1 | 1 | [29 empty] | 1 |  |  |  | 1 | [5 empty] | 1 | [6 empty] | 1 |  | 1 |  | Conformance frameworks for CER not defined |  | New capability required | Conformance frameworks for CER not defined
Oversee | MAEC | Visibility & Predictability | Compensatory control | CONFORMANCE | FORECASTING | PO28.s | PO29.s | MC.E4 | Implement applicable compensatory controls | [8 empty] | 1 | [35 empty] | 1 | [13 empty] | 1 |  |  |  |  | 1 | [6 empty] | 1 |  |  |  |  | 1 |  | 1 |  | Conformance frameworks for CER not defined |  | New capability required | Conformance frameworks for CER not defined
Oversee | MAEC | Visibility & Predictability | Corrective action report | BREACH&COMPENSATION | CONTRACTS | PO28.s | PO29.s | MC.E5 | Provide corrective measure implementation usage report | [8 empty] | 1 | [21 empty] | 1 | 1 |  | 1 | 1 |  | 1 |  |  | 1 | 1 |  |  |  | 1 | 1 | 1 |  | 1 | 1 | 1 |  |  | 1 | 1 | 1 | 1 | 1 |  | 1 |  |  |  | 1 | [5 empty] | 1 | [5 empty] | 1 |  | 1 |  | Conformance frameworks for CER not defined |  | New capability required | Conformance frameworks for CER not defined
Oversee | MAEC | Visibility & Predictability | Corrective action report | BREACH&COMPENSATION | CONTRACTS | PO29 |  | MC.E3 | Implementing Corrective Measure for breach | [8 empty] | 1 | [30 empty] | 1 |  |  |  |  | 1 |  | 1 | [7 empty] | 1 | [5 empty] | 1 |  |  |  | 1 | 1 | 1 |  |  |  | 1 | 1 | 1 |  |  | 1 |  | 1 |  | Requires Conformance regime to be in place |  | New capability required | Lack of clear standards that CER must conform to. Lack of clear compliance and conformance processes. Role of the Enforecement Manager not defined or assigned to any actor.
Oversee | IMIC CTS | Visibility & Predictability | Enforcement measures | BREACH&COMPENSATION | CONTRACTS | PO29.s |  | I.E1 TC.EM1 | Implement necessary enforcement measures (e.g. compensatory control, loss of accreditation, etc.) | [11 empty] | 1 |  |  |  | 1 | [10 empty] | 1 | 1 | 1 | [30 empty] | 1 |  |  |  | 1 | [5 empty] | 1 | [5 empty] | 1 |  | 1 |  | Conformance frameworks for CER not defined |  | New capability required | Conformance frameworks for CER not defined
Oversee | FPO(MLT) | Security | Credible cyber threat contingencies | CYBER COORDINATION | OPERATIONS | PO30 |  | P.S22 | Determine credible cyber threat contingencies (and send) |  |  |  |  | 1 | [25 empty] | 1 | 1 |  | 1 | 1 |  | 1 | 1 |  | 1 | 1 |  |  |  | 1 | 1 | 1 |  | 1 | 1 | 1 |  |  | 1 | 1 | 1 | 1 | 1 |  |  | 1 |  | 1 | 1 |  | 1 | 1 |  | 1 | 1 |  | 1 | 1 |  |  | 1 |  |  | 1 |  |  | Augmentation required | System operator capabilities to plan / have oversight of cyber threat contingencies is not currently at target state level. Process and tech infrastructure uplift is required to identify, protect, and respond to cyber incidents through contingency measures. Need for enhanced coordination and joint-planning for the T-D interface
Plan | FPO(MLT) TDC | Visibility & Predictability | Infra Plans and Interface Standards (Dx) | TXDX INTERFACE | OPERATIONS | PO31 |  | P.D8 | Develop Dx Network infrastructure plans & Tx/Dx interface standards | [16 empty] | 1 | [23 empty] | 1 | [15 empty] | 1 | 1 |  |  |  | 1 | 1 | 1 |  | 1 | 1 |  |  |  |  | 1 | 1 |  |  | 1 |  | 1 |  |  |  | Augmentation required | Dx highly capable of infrastructure plans and joint modelling and development, however there is a gap in the level of joint planning between DNSP and TNSP. Need for enhanced coordination and joint-planning for the T-D interface
Plan | FPO(MLT) TDC | Visibility & Predictability | Dx Constraint/Limitations | DOE | FORECASTING | PO31.s |  | P.D9 | Identify Dx network constraints/limitations | [16 empty] | 1 | [23 empty] | 1 | [15 empty] | 1 | 1 | 1 |  |  |  | 1 | [5 empty] | 1 | [6 empty] | 1 |  | 1 |  | Not shared with SO(Tx) |  | Augmentation required | DNSPs do not currently procure network support services at scale, nor typically from CER portfolios. As CER scales, DNSPs should consider more frequent publication of network support services needs. Processes and formats for network services forecasts should be standardised.
Oversee | FPO(MLT) | Visibility & Predictability | Dx emergency tools test compliance report | COMPLIANCE | CER MASTER DATA | PO32 |  | P.D21 | Provide Dx emergency tools test compliance report | [26 empty] | 1 | [29 empty] | 1 | 1 |  |  | 1 |  | 1 | 1 |  | 1 | 1 |  | 1 | 1 |  | 1 | 1 |  |  | 1 |  |  | 1 |  |  | Augmentation required | Technologies immature; Customer / inverter compliance arrangements are poor Emergency arrangements can be highly manual (limited systems in place to test); Roles to be defined and confirmed for emergencies
Plan | FPO(MLT) | Orchestration | Operational Procedures | OPERATIONAL INTERVENTION | OPERATIONS | PO33 |  | P.S10 | Develop & manage Tx systems & operating procedures for a high DER future | [27 empty] | 1 | [17 empty] | 1 | [11 empty] | 1 |  |  |  | 1 | 1 | 1 |  | 1 | 1 |  |  |  |  | 1 | 1 |  |  | 1 |  | 1 |  |  |  | Augmentation required | Dx highly capable of infrastructure plans and joint modelling and development, however there is a gap in the level of joint planning between DNSP and TNSP. Visibility and measurement gaps in UFLS performance
Oversee |  | Security | Customer protection law | REGULATORY INSTRUMENT | REPORTS | PO34 |  |  | Establish customer protection law | [22 empty] | 1 | [37 empty] | 1 |  | 1 | 1 |  | 1 | 1 |  |  |  |  | 1 | 1 | 1 |  | 1 |  |  | 1 |  |  | Augmentation required | CER specific customer protections are required to be implemented.
Plan | FPO(MLT) TDC | Visibility & Predictability | Design Remediation Actions | OPERATIONAL ASSESSMENT | FORECASTING | PO35 |  | P.S12 | Undertake under frequency studies and design remediation actions | [27 empty] | 1 | [17 empty] | 1 | [9 empty] | 1 | [5 empty] | 1 | 1 | 1 |  | 1 | 1 |  |  | 1 | 1 | 1 | 1 |  |  | 1 |  | 1 |  | Governance and role clarity for emergency under-frequency response in high CER conditions |  | Augmentation required | Governance and role clarity for emergency under-frequency response in high CER conditions
Plan |  | Visibility & Predictability | Joint Invesment Plan | MARKET OUTLOOK REPORT/PUBLICATION | FORECASTING | PO36 |  |  | Undertake joint investment planning activities | [27 empty] | 1 | [17 empty] | 1 | [9 empty] | 1 |  | 1 |  |  |  | 1 | 1 | 1 |  | 1 | 1 |  | 1 | 1 |  | 1 | 1 |  |  | 1 |  | 1 |  |  |  | Augmentation required | Need for enhanced coordination and joint-planning for the T-D interface
Plan | FPO(MLT) | Visibility & Predictability | Capex & Opex Plans | MARKET OUTLOOK REPORT/PUBLICATION | FORECASTING | PO36.s |  | P.D3 | Develop Dx network Capex and Opex plans for revenue | [16 empty] | 1 | [23 empty] | 1 | [14 empty] | 1 | 1 | 1 |  |  | 1 | [5 empty] | 1 | [6 empty] | 1 | 1 |  |  |  | 1 | Note ECA rule change proposing change to data sharing for DNSPs |  | Capability exists
Plan | FPO(MLT) | Visibility & Predictability | Tariff Models | PS MODELS | POWER SYSTEM MODELS | PO36.s |  | P.D4 | Calculate tariff models In line with approved regulatory funding | [11 empty] | 1 | [16 empty] | 1 | [11 empty] | 1 |  |  |  |  | 1 | [12 empty] | 1 | [7 empty] | 1 | [6 empty] | 1 | 1 |  |  |  | 1 |  |  | Capability exists
Plan | FPO(MLT) | Visibility & Predictability | Regulatory investment submission | REGULATORY INSTRUMENT | REPORTS | PO36.s |  | P.CR3 | Assess regulatory investment submissions | [27 empty] | 1 | [12 empty] | 1 | [19 empty] | 1 | [5 empty] | 1 | [6 empty] | 1 | 1 |  |  |  | 1 |  |  | Capability exists
Plan | FPO(MLT) | Visibility & Predictability | Future Power System Models (Tx) | PS MODELS | POWER SYSTEM MODELS | PO37 |  | P.S2 | Develop and model future transmission network & power system | [27 empty] | 1 | [17 empty] | 1 | [9 empty] | 1 |  | 1 |  |  |  | 1 | 1 | 1 |  | 1 | 1 |  |  | 1 | 1 | 1 | 1 | 1 |  | 1 |  | 1 |  |  |  | Augmentation required | Gaps in existing network and power system modelling capabilities compared to target state level, including the maintenance of more dynamic network models / simulation, at a more granular level of detail.
Plan |  | Security | Constraint Equations | PS MODELS | POWER SYSTEM MODELS | PO38 |  |  | Develop transmission constraints formulations | [27 empty] | 1 | [17 empty] | 1 | [9 empty] | 1 |  | 1 |  |  |  | 1 | 1 | 1 |  | 1 | 1 |  |  | 1 | 1 | 1 |  |  |  | 1 |  | 1 |  |  |  | Capability exists
Plan | FPO(MLT) TDC | Security | System Restoration Strategy (Dx) | OPERATIONAL INTERVENTION | OPERATIONS | PO39 |  | P.D16 | Develop Dx emergency operating protocols & restoration strategies | [15 empty] | 1 | 1 | 1 | [27 empty] | 1 | [15 empty] | 1 | 1 | 1 |  | 1 | 1 |  |  |  |  | 1 | 1 |  |  | 1 |  | 1 |  |  |  | Augmentation required | Emergency backstop mechanisms are currently being implemented. There are gaps in the standardisation of these approaches at a national level. New capabilities are also being developed to efficiently build / value network resilience, which will increase planning (and eventually operational) capabilities. Restart approach and tools insufficient to manage restoration from system black
Plan | FPO(MLT) TDC | Visibility & Predictability | Future Power System Models (Dx) | PS MODELS | POWER SYSTEM MODELS | PO40 |  | P.D2 | Develop and model future Dx network & power system | [16 empty] | 1 | [39 empty] | 1 | 1 |  |  |  | 1 | 1 | 1 |  | 1 | 1 |  |  | 1 | 1 | 1 | 1 | 1 |  | 1 |  | 1 |  |  |  | Augmentation required | Gaps in existing network and power system modelling capabilities compared to target state level, including the maintenance of more dynamic network models / simulation, at a more granular level of detail. Need for enhanced coordination and joint-planning for the T-D interface
Plan |  | Security | Network Limits (Dx) | DOE | FORECASTING | PO41 |  |  | Provide Dx limits advice | [26 empty] | 1 | [29 empty] | 1 |  |  |  |  | 1 | 1 | 1 |  | 1 | 1 |  | 1 | 1 | 1 |  |  |  |  | 1 |  | 1 |  |  |  | Augmentation required | Need for enhanced coordination and joint-planning for the T-D interface
Plan | FPO(MLT) TDC | Visibility & Predictability | Infra Plans and Interface Standards (Dx) | REGULATORY INSTRUMENT | REPORTS | PO42 |  | P.T7 | Develop Tx Network infrastructure plans & Tx/Dx interface standards | [28 empty] | 1 | [11 empty] | 1 |  |  |  |  | 1 | [10 empty] | 1 |  |  |  |  | 1 | 1 | 1 |  | 1 | 1 |  |  |  |  | 1 | 1 | 1 |  | 1 |  | 1 |  |  |  | Augmentation required | Dx highly capable of infrastructure plans and joint modelling and development, however there is a gap in the level of joint planning between DNSP and TNSP. Need for enhanced coordination and joint-planning for the T-D interface
Plan | FPO(MLT) TDC | Visibility & Predictability | Infra Plans and Interface Standards (Tx) | MARKET OUTLOOK REPORT/PUBLICATION | FORECASTING | PO42.s |  | P.T9 | Prepare annual plans | [28 empty] | 1 | [11 empty] | 1 |  |  |  |  | 1 | [10 empty] | 1 |  |  |  | 1 | [5 empty] | 1 | [6 empty] | 1 | 1 |  |  |  | 1 |  |  | Capability exists
Plan | FPO(MLT) TDC | Visibility & Predictability | Tx Constraints/Limitations | TXDX INTERFACE | OPERATIONS | PO42.s |  | P.T13 | Identify Tx network constraints/limitations | [28 empty] | 1 | [11 empty] | 1 |  |  |  |  | 1 | [10 empty] | 1 |  | 1 |  |  |  | 1 | [5 empty] | 1 | [6 empty] | 1 |  | 1 |  | TNSPs do not currently procure network support services at scale, nor typically from CER portfolios. |  | Augmentation required | TNSPs do not currently procure network support services at scale, nor typically from CER portfolios. As CER scales, TNSPs should consider more frequent publication of network support services needs.
Plan | FPO(MLT) TDC | Visibility & Predictability | Dx Constraint/Limitations | REGULATORY INSTRUMENT | REPORTS | PO42.s |  | P.T14 | Complete RIT-D (Limitations subject RIT-T) | [28 empty] | 1 | [11 empty] | 1 |  |  |  |  | 1 | [10 empty] | 1 |  |  |  | 1 | [5 empty] | 1 | [6 empty] | 1 | 1 |  |  |  | 1 |  |  | Capability exists
Plan | FPO(MLT) TDC | Security | Operating protocols & restoration strategies | MARKET NOTICE | OPERATIONS | PO43 |  | P.T16 | Develop Tx emergency operating protocols & restoration strategies | [28 empty] | 1 | [27 empty] | 1 | [8 empty] | 1 | 1 |  |  |  |  | 1 | 1 |  |  | 1 |  | 1 |  | Emergency backstop and other arrangements to manage CER in an emergency immatuee or non-existent |  | Augmentation required | Emergency backstop and other arrangements to manage CER in an emergency immatuee or non-existent Restart approach and tools insufficient to manage restoration from system black
Oversee | FPO(MLT) | Visibility & Predictability | Tx emergency tools test compliance report | COMPLIANCE | CER MASTER DATA | PO44 |  | P.T21 | Provide Tx emergency tools test compliance report | [28 empty] | 1 | [27 empty] | 1 | [5 empty] | 1 | 1 |  | 1 | 1 |  | 1 | 1 |  | 1 | 1 |  |  | 1 |  |  | 1 |  |  | Capability exists | Disclaimer: May need augmentation once target state requirements for emergency tools test compliance reports are defined.
Plan | FPO(MLT) | Visibility & Predictability | Future Power System Models (Tx) | PS MODELS | POWER SYSTEM MODELS | PO45 |  | P.T2 | Develop and model future Tx network | [28 empty] | 1 | [16 empty] | 1 | [10 empty] | 1 |  |  |  |  | 1 | 1 | 1 |  | 1 | 1 |  |  | 1 | 1 | 1 | 1 | 1 |  | 1 |  | 1 |  |  |  | Capability exists
Plan |  | Security | Network Limits (Tx) | OPERATIONAL ASSESSMENT | FORECASTING | PO46 |  |  | Provide Tx limits advice | [28 empty] | 1 | [28 empty] | 1 |  |  |  | 1 | 1 | 1 |  | 1 | 1 |  | 1 | 1 |  | 1 | 1 |  |  | 1 |  | 1 |  |  |  | Capability exists
Oversee | CTS | Security | Conformance using agreed framework | CONFORMANCE | FORECASTING | PO47 |  |  | Monitor conformance using agreed framework |  | 1 | 1 | [27 empty] | 1 | 1 | [28 empty] | 1 |  | 1 | 1 |  | 1 | 1 |  | 1 | 1 |  | 1 | 1 |  |  | 1 |  | 1 |  | Conformance frameworks for CER not defined |  | New capability required | Lack of clear standards that CER must conform to. No framework for monitoring defined. Lack of clear compliance and conformance processes. Role of the Enforcement Manager not defined or assigned to any actor.
Oversee |  | Security | Assessment using agreed framework | CONFORMANCE | FORECASTING | PO48 |  |  | Monitor assessment using agreed framework |  | 1 | [58 empty] | 1 |  | 1 | 1 |  | 1 | 1 |  | 1 | 1 |  | 1 | 1 |  |  | 1 |  | 1 |  | Conformance frameworks for CER not defined |  | New capability required | Lack of clear standards that CER must conform to. No framework for monitoring defined. Lack of clear compliance and conformance processes. Role of the Enforcement Manager not defined or assigned to any actor.
Oversee | CTS | Security | Assessment using agreed framework | CONFORMANCE | FORECASTING | PO48.s |  | TC.As5 | CER Technical Standards Conformance Assessment |  | 1 | [59 empty] | 1 |  |  | 1 | [8 empty] | 1 |  | 1 |  | 1 |  | Conformance frameworks for CER not defined |  | New capability required | Lack of clear standards that CER must conform to. Lack of clear compliance and conformance processes. Role of the CER Conformance Assessor not defined or assigned to any actor.
Plan | FPO(MLT) | Security | Notification | CYBER COORDINATION | OPERATIONS | PO49 |  | P.CC1 | Build Monitoring capabilities to detect cyber compromise |  |  |  |  | 1 | [56 empty] | 1 | 1 | 1 |  | 1 | 1 |  | 1 | 1 |  | 1 | 1 |  |  | 1 |  | 1 |  |  |  | New capability required | Cyber security considerations need to be defined and the role of CER Cyber Coordinator defined. Currently there are a gaps in monitoring capabilities.
Plan | FPO(MLT) | Security | Cyber review risk report | CYBER COORDINATION | OPERATIONS | PO49.s |  | P.CC2 | Generate periodic cyber review risk reports e.g. health checks |  |  |  |  | 1 | [10 empty] | 1 | 1 | [9 empty] | 1 | 1 | 1 |  | 1 | 1 |  | 1 | 1 |  | 1 | 1 |  | 1 | 1 |  |  |  | 1 | 1 | 1 |  | 1 | 1 | 1 |  |  | 1 | 1 | 1 | 1 | 1 |  |  |  | 1 | 1 | 1 | 1 | 1 | [9 empty] | 1 |  | 1 |  | No end-to-end control or accountability in place for cyber security across the energy sector |  | Augmentation required | Reporting requirements and capabilities do currently exist, gaps exist around reporting specific to cyber risks to energy.
Oversee |  | Visibility & Predictability | Dx monitoring & reporting frameworks | OPERATIONAL ASSESSMENT | FORECASTING | PO50 |  |  | Develop Dx monitoring & reporting frameworks | [26 empty] | 1 | [13 empty] | 1 | [15 empty] | 1 |  |  |  | 1 |  |  |  |  | 1 | 1 |  |  |  |  | 1 | 1 |  |  | 1 |  | 1 |  | Monitoring output data from a suitable representative sample of devices |  | Augmentation required | Lack of monitoring data from a suitable representative sample of devices available at Dx level. Automated, event-driven monitoring data required following disturbances Lack of situational awareness of under-frequency response available at any given time
Plan |  | Orchestration | Operating Procedures (Dx) | OPERATIONAL INTERVENTION | OPERATIONS | PO51 |  |  | Develop & manage Dx systems & operating procedures for a high DER future | [26 empty] | 1 | [18 empty] | 1 | [11 empty] | 1 |  |  |  | 1 | 1 | 1 |  | 1 | 1 |  | 1 | 1 |  | 1 | 1 |  |  | 1 |  | 1 |  |  |  | Augmentation required | Dx highly capable of infrastructure plans and joint modelling and development, however there is a gap in the level of joint planning between DNSP and TNSP.
Plan | FPO(MLT) | Visibility & Predictability | Medium to long term forecast | MARKET OUTLOOK REPORT/PUBLICATION | FORECASTING | PO52 |  | P.CA1 | Generate medium to long term forecast | [15 empty] | 1 | [30 empty] | 1 | [13 empty] | 1 |  | 1 | 1 |  | 1 | 1 |  | 1 | 1 |  | 1 | 1 |  |  | 1 |  |  | 1 |  |  | Capability exists
Plan | FPO(MLT) | Orchestration | Off market service requests | LOCATIONAL SERVICES | CONTRACTS | PO53 |  | P.S14 | Publish Off-market system service needs | [27 empty] | 1 | [6 empty] | 1 | [9 empty] | 1 |  | 1 | [8 empty] | 1 | [5 empty] | 1 | 1 | 1 |  | 1 | 1 |  | 1 | 1 |  | 1 | 1 |  |  | 1 |  | 1 |  |  |  | Capability exists
Plan | FPO(MLT) | Orchestration | Service characteristics and contract terms | LOCATIONAL SERVICES | CONTRACTS | PO54 |  | P.S15 | Define service characteristics and contract terms | [27 empty] | 1 | [32 empty] | 1 |  | 1 | 1 |  | 1 | 1 |  | 1 | 1 |  | 1 | 1 |  |  | 1 |  |  | 1 |  |  | Augmentation required | Service characteristics of NSS are not standardised leading an inability for Customer Agent's to plan ahead to provide NSS.
Plan | FPO(MLT) | Orchestration | Activation | ACTIVATION | TRANSACTIONS | PO55 |  | P.S21 | Engage Off market system services | [27 empty] | 1 | [6 empty] | 1 | [9 empty] | 1 | 1 | [9 empty] | 1 |  | 1 |  |  |  | 1 | 1 | 1 |  | 1 | 1 |  |  |  |  | 1 |  |  |  | 1 |  | 1 |  |  |  | Capability exists
Plan | FPO(MLT) | Orchestration | NSS service tender(Tx) | LOCATIONAL SERVICES | CONTRACTS | PO56 |  | P.T17 | Publish Tx NSS needs | [16 empty] | 1 | [10 empty] | 1 | 1 | [5 empty] | 1 | [9 empty] | 1 |  | 1 | [14 empty] | 1 | 1 | 1 |  | 1 | 1 |  | 1 | 1 |  | 1 | 1 |  |  | 1 |  | 1 |  |  |  | Augmentation required | TNSPs do not currently procure network support services at scale, nor typically from CER portfolios. As CER scales, TNSPs should consider more frequent publication of network support services needs.
Plan | FPO(MLT) | Orchestration | NSS Procurement needs | LOCATIONAL SERVICES | CONTRACTS | PO56.s |  | P.T15 | Identify Tx NSS procurement needs | [16 empty] | 1 | [10 empty] | 1 | 1 | [5 empty] | 1 | [9 empty] | 1 |  | 1 | [14 empty] | 1 |  |  | 1 | [6 empty] | 1 |  |  | 1 |  |  | 1 |  | TNSPs do not currently procure network support services at scale, nor typically from CER portfolios. |  | Augmentation required | TNSPs do not currently procure network support services at scale, nor typically from CER portfolios. As CER scales, TNSPs should consider more frequent publication of network support services needs.
Plan | FPO(MLT) | Orchestration | NSS Service definitions (Tx) | LOCATIONAL SERVICES | CONTRACTS | PO57 |  | P.T18 | Define Tx service characteristics and contract terms | [16 empty] | 1 | [10 empty] | 1 | 1 | [5 empty] | 1 | [9 empty] | 1 |  | 1 | [14 empty] | 1 | 1 | 1 |  | 1 | 1 |  | 1 | 1 |  | 1 | 1 |  |  | 1 |  | 1 |  | TNSPs do not currently procure network support services at scale, nor typically from CER portfolios. |  | Augmentation required | Service characteristics of NSS are not standardised leading an inability for Customer Agent's to plan ahead to provide NSS.
Plan | FPO(MLT) | Orchestration | Activation (Tx) | ACTIVATION | TRANSACTIONS | PO58 |  | P.T20 | Engage Tx NSS | [16 empty] | 1 | [10 empty] | 1 | 1 | [5 empty] | 1 | [9 empty] | 1 |  | 1 | [9 empty] | 1 |  |  |  |  | 1 | 1 | 1 |  | 1 | 1 |  | 1 | [6 empty] | 1 |  | 1 |  | TNSPs do not currently procure network support services at scale, nor typically from CER portfolios. |  | Augmentation required | No standardised or scalable way to trigger dispatch across NSS to many customer agents - bespoke integrations required.
Plan | FPO(MLT) | Orchestration | NSS service tender (Dx) | LOCATIONAL SERVICES | CONTRACTS | PO59 |  | P.D17 | Publish Dx NSS needs | [16 empty] | 1 | [10 empty] | 1 | 1 | [5 empty] | 1 | [9 empty] | 1 |  | 1 | [14 empty] | 1 | 1 | 1 |  | 1 | 1 |  | 1 | 1 |  | 1 | 1 |  |  | 1 |  | 1 |  | DNSPs do not currently procure network support services at scale from CER portfolios. |  | Augmentation required | DNSPs do not currently procure network support services at scale, nor typically from CER portfolios. As CER scales, DNSPs should consider more frequent publication of network support services needs. Processes and formats for network services forecasts / tenders should be standardised.
Plan | FPO(MLT) | Orchestration | NSS Procurement needs | LOCATIONAL SERVICES | CONTRACTS | PO59.s |  | P.D15 | Identify Dx NSS procurement needs | [16 empty] | 1 | [17 empty] | 1 | [9 empty] | 1 |  | 1 | [14 empty] | 1 |  |  | 1 | [6 empty] | 1 |  |  | 1 |  |  | 1 |  | DNSPs do not currently procure network support services at scale from CER portfolios. |  | Augmentation required | DNSPs do not currently procure network support services at scale, nor typically from CER portfolios. As CER scales, DNSPs should consider more frequent publication of network support services needs. Processes and formats for network services forecast / tenders should be standardised.
Plan | FPO(MLT) | Orchestration | NSS Service definitions (Dx) | LOCATIONAL SERVICES | CONTRACTS | PO60 |  | P.D18 | Define Dx service characteristics and contract terms | [16 empty] | 1 | [10 empty] | 1 | 1 | [5 empty] | 1 | [9 empty] | 1 |  | 1 | [14 empty] | 1 | 1 | 1 |  | 1 | 1 |  | 1 | 1 |  | 1 | 1 |  |  | 1 |  | 1 |  | DNSPs do not currently procure network support services at scale from CER portfolios. |  | Augmentation required | Service characteristics of NSS are not standardised leading an inability for Customer Agent's to plan ahead to provide NSS.
Plan | FPO(MLT) TDC | Orchestration | Testing Certification | COMPLIANCE | CER MASTER DATA | PO60.s |  | P.D19 | Complete qualification testing | [16 empty] | 1 | [10 empty] | 1 | 1 | [5 empty] | 1 | [9 empty] | 1 |  | 1 | [11 empty] | 1 | [5 empty] | 1 | [6 empty] | 1 |  |  | 1 |  |  | 1 |  |  |  | Augmentation required | The capability to complete qualification testing exists, however, augmentation is required to reach target state capability. There is a lack of standardisation, efficiency and scalability to complete the process.
Plan | FPO(MLT) | Orchestration | Activation (Dx) | ACTIVATION | TRANSACTIONS | PO61 |  | P.D20 | Engage Dx NSS | [16 empty] | 1 | [10 empty] | 1 | 1 | [5 empty] | 1 | [9 empty] | 1 |  | 1 | [9 empty] | 1 |  |  |  |  | 1 | 1 | 1 |  | 1 | 1 |  | 1 | [6 empty] | 1 |  | 1 |  |  |  | Augmentation required | No standardised or scalable way to trigger dispatch across NSS to many customer agents - bespoke integrations required.
Plan | FPO(MLT) | Orchestration | Retail Flexibility service tender | FLEX SERVICES | CONTRACTS | PO62 |  | P.R4 | Publish retail flexibility service needs | [17 empty] | 1 | [12 empty] | 1 | 1 |  | 1 | 1 |  | 1 | 1 |  | 1 | 1 |  |  |  | 1 | 1 | 1 |  | 1 | 1 | 1 |  |  | 1 | 1 | 1 | 1 | 1 |  |  |  | 1 | 1 | 1 |  | 1 | 1 |  | 1 | 1 |  | 1 | 1 |  |  | 1 |  | 1 |  |  |  | Augmentation required | No mechanism available for Retailers to request & engage flex services from customers/customer agents outside of customers participating in their own VPP. This means that retailers cannot access large sources of flexibility that they could use to manage their risk. Currently they must directly integrate with OEMs / Customer agents to access flexibility.
Plan | FPO(MLT) | Orchestration | Retail Flex Service definitions | FLEX SERVICES | CONTRACTS | PO63 |  | P.R5 | Define retail service characteristics and contract terms | [16 empty] | 1 | 1 | [9 empty] | 1 | 1 | [15 empty] | 1 | [16 empty] | 1 |  |  |  | 1 | 1 |  |  |  |  | 1 | 1 |  |  | 1 |  | 1 |  |  |  | Augmentation required | No mechanism available for Retailers to request & engage flex services from customers/customer agents outside of customers participating in their own VPP. This means that retailers cannot access large sources of flexibility that they could use to manage their risk. Currently they must directly integrate with OEMs / Customer agents to access flexibility.
Plan | FPO(MLT) | Orchestration | Testing Certification | COMPLIANCE | CER MASTER DATA | PO63.s |  | P.R6 | Complete qualification testing | [15 empty] | 1 |  | 1 | [26 empty] | 1 | [13 empty] | 1 | [5 empty] | 1 | [6 empty] | 1 |  |  | 1 |  |  | 1 |  |  |  | Augmentation required | The capability to complete qualification testing exists, however, augmentation is required to reach target state capability. There is a lack of standardisation, efficiency and scalability to complete the process.
Plan | FPO(MLT) | Orchestration | Activation (Retail Flex) | ACTIVATION | TRANSACTIONS | PO64 |  | P.R7 | Engage retail flexibility service | [17 empty] | 1 | [26 empty] | 1 | [16 empty] | 1 | 1 | 1 |  | 1 | 1 |  | 1 | [6 empty] | 1 |  | 1 |  |  |  | Augmentation required | Demand response trials that tend to be in-house and don't normally go to third-party. No standardised or scalable way to trigger dispatch across flexibility services to many customer agents - bespoke integrations required.
Plan | FPO(MLT) | Visibility & Predictability | Investment Plans | FINANCIAL | TRANSACTIONS | PO65 |  | P.CA5 | Develop financial & investment plans | [15 empty] | 1 | [45 empty] | 1 | 1 | 1 |  | 1 | 1 |  |  |  |  | 1 |  |  |  | 1 |  | 1 |  |  |  | Capability exists
Plan | FPO(MLT) | Visibility & Predictability | Annual Plans | FINANCIAL | TRANSACTIONS | PO66 |  | P.R2 | Draft retail annual plans | [15 empty] | 1 |  | 1 | [28 empty] | 1 | [14 empty] | 1 | 1 | 1 |  | 1 | 1 |  |  |  | 1 |  |  |  |  | 1 |  | 1 |  |  |  | Capability exists
Plan | FPO(MLT) | Visibility & Predictability | Report | MARKET OUTLOOK REPORT/PUBLICATION | FORECASTING | PO67 |  | P.CA2 | Identify high CER growth areas informed by ISP | [15 empty] | 1 | [45 empty] | 1 | 1 | 1 |  | 1 | 1 |  | 1 | 1 |  | 1 | 1 |  |  | 1 |  | 1 |  |  |  | Augmentation required | Customer agents lack the capability to be more location specific e.g., access to network models which reveal non-market service opportunities Insufficient information pubished by DNSPs to enable CER aggregators to target high growth areas
Plan | FPO(MLT) | Visibility & Predictability | Annual Plans | FINANCIAL | TRANSACTIONS | PO68 |  | P.CA3 | Draft Annual plans | [15 empty] | 1 | [45 empty] | 1 | 1 | 1 |  | 1 | 1 |  |  |  |  | 1 |  |  |  | 1 |  | 1 |  |  |  | Capability exists
Oversee | CTS | Security | CER device technical standards | COMPLIANCE | CER MASTER DATA | PO69 |  | TC.CR3 | Incorporate CER device technical standards | [11 empty] | 1 | [48 empty] | 1 |  | 1 | 1 |  | 1 | 1 |  |  |  |  | 1 |  |  |  | 1 |  |  | 1 |  |  | New capability required | Lack of clear standards that CER must conform to. Lack of clear compliance and conformance processes.
Oversee | CTS | Security | CER installer technical standards | COMPLIANCE | CER MASTER DATA | PO70 |  | TC.CR1 | Incorporate CER installer technical standards | [11 empty] | 1 | [48 empty] | 1 |  | 1 | 1 |  | 1 | 1 |  |  |  |  | 1 |  |  |  | 1 |  |  | 1 |  |  | New capability required | Lack of clear standards that CER must conform to. Lack of clear compliance and conformance processes There is currently no framework for installer accreditation.
Oversee | CTS | Security | Mandatory training on CER standards | COMPLIANCE | CER MASTER DATA | PO71 |  | TC.CR6 | Develop and provide mandatory training on CER standards | [11 empty] | 1 | [27 empty] | 1 | [14 empty] | 1 | [5 empty] | 1 |  | 1 | 1 |  | 1 | 1 |  |  |  |  | 1 |  |  |  | 1 |  |  | 1 |  |  | Augmentation required | Lack of clear standards that CER must conform to. Lack of clear compliance and conformance processes such as installer accreditation.
Oversee | CTS | Security | Mandatory training on CER standards | COMPLIANCE | CER MASTER DATA | PO71.s |  | TC.Su1 | Undertake mandatory training on CER standards | [11 empty] | 1 | [42 empty] | 1 | [5 empty] | 1 |  |  |  |  | 1 | [7 empty] | 1 | 1 |  |  | 1 |  | Recently introduced annual training requirement for AS4777 (by SAA) |  | Capability exists
Oversee | CTS | Security | Accreditation data | COMPLIANCE | CER MASTER DATA | PO72 |  | TC.I1 | Complete installer accreditation process | [10 empty] | 1 | 1 | [27 empty] | 1 | [21 empty] | 1 | [5 empty] | 1 |  | 1 |  |  |  |  | 1 |  |  | 1 |  |  |  | New capability required | Lack of clear standards that CER must conform to. Lack of clear compliance and conformance processes such as installer accreditation.
Oversee | CTS | Security | Mandatory training on CER standards to maintain accreditation | COMPLIANCE | CER MASTER DATA | PO73 |  | TC.I2 | Undertake mandatory training on CER standards to maintain accreditation | [11 empty] | 1 | [27 empty] | 1 | [21 empty] | 1 | [5 empty] | 1 |  |  |  | 1 |  |  | 1 |  |  | 1 |  |  |  | Capability exists
Oversee | CTS | Security | Monitoring of CER conformance to technical standards | COMPLIANCE | CER MASTER DATA | PO74 |  | TC.CA1 | Ongoing monitoring of CER conformance to technical standards | [15 empty] | 1 | [23 empty] | 1 | [20 empty] | 1 |  | 1 | 1 |  | 1 | 1 |  |  | 1 | [5 empty] | 1 |  |  | 1 |  |  | Augmentation required | Currently monitoring is not on an ongoing basis as there is no requirement to do so. A requirement is needed to perform this on an ongoing basis.
Oversee | CTS | Security | Breach Notification | BREACH&COMPENSATION | CONTRACTS | PO74.s |  | TC.CA2 | Send notification of breach | [15 empty] | 1 | [15 empty] | 1 | [8 empty] | 1 | [13 empty] | 1 |  |  |  |  | 1 |  |  |  | 1 |  |  |  |  | 1 | [6 empty] | 1 |  | 1 |  | Conformance frameworks for CER not defined |  | New capability required | Conformance frameworks for CER not defined
Oversee | CTS | Security | CER Conformance Monitoring | CONFORMANCE | FORECASTING | PO74.s |  | TC.CA3 | Check CER conformance has been corrected | [10 empty] | 1 | [6 empty] | 1 | [13 empty] | 1 | [8 empty] | 1 |  |  |  | 1 | [9 empty] | 1 | [5 empty] | 1 | [6 empty] | 1 | [7 empty] | 1 |  | 1 |  |  |  | New capability required | Conformance frameworks for CER not defined